## Sheet1
Hours since 00:00 Jan 1 |  | DBT from epw | District Cooling Chilled Water Rate: DISTRICT COOLING Run Period Hourly (Btu/h) | kBtu/h | District Heating Hot Water Rate: DISTRICT HEATING Run Period Hourly (Btu/h) | Heating MBH/kBtu | Heating MBH for DBT > 40F | Heating MBH for DBT < 40F | HRC Input kBtu | Electric Boiler Input kBtu | HRC Cooling kBtu | Building Cooling Energy after simultaneous cooling subtracted out | (no CHW credit to building) | DBT < 40F
1999-01-01 | 1:00 | 44.6 | 0 | 0 | 0 | 0 | 0 | 0 | 0 | 0 | 0 | 0 | 0 | 0 | 0
1999-01-01 | 2:00 | 44.6 | 0 | 0 | 0 | 0 | 0 | 0 | 0 | 0 | 0 | 0 | 0 | 0 | 0
1999-01-01 | 3:00 | 37.4 | 0 | 0 | 0 | 0 | 0 | 0 | 0 | 0 | 0 | 0 | 0 | 37.4 | 0
1999-01-01 | 4:00 | 39.2 | 0 | 0 | 0 | 0 | 0 | 0 | 0 | 0 | 0 | 0 | 0 | 39.2 | 0
1999-01-01 | 5:00 | 39.2 | 0 | 0 | 0 | 0 | 0 | 0 | 0 | 0 | 0 | 0 | 0 | 39.2 | 0
1999-01-01 | 6:00 | 35.6 | 0 | 0 | 0 | 0 | 0 | 0 | 0 | 0 | 0 | 0 | 0 | 35.6 | 0
1999-01-01 | 7:00 | 37.4 | 0 | 0 | 385555.5281 | 385.5555 | 0 | 385.5555 | 0 | 385.5555 | 0 | 0 | 0 | 37.4 | 385.5555
1999-01-01 | 8:00 | 42.8 | 2.9773 | 0.0029773 | 229518.0111 | 229.518 | 229.518 | 0 | 62.0319 | 0 | 156.9407 | -156.9377 | 0 | 0 | 0
1999-01-01 | 9:00 | 55.4 | 5067.708 | 5.0677 | 151770.6329 | 151.7706 | 151.7706 | 0 | 41.0191 | 0 | 103.7783 | -98.7106 | 0 | 0 | 0
1999-01-01 | 10:00 | 68 | 217746.8367 | 217.7468 | 7582.887 | 7.5829 | 7.5829 | 0 | 2.1665 | 0 | 5.4813 | 212.2655 | 212.2655 | 0 | 0
1999-01-01 | 11:00 | 73.4 | 514662.6785 | 514.6627 | 5573.2689 | 5.5733 | 5.5733 | 0 | 1.5924 | 0 | 4.0287 | 510.634 | 510.634 | 0 | 0
1999-01-01 | 12:00 | 77 | 663225.2274 | 663.2252 | 4335.324 | 4.3353 | 4.3353 | 0 | 1.2387 | 0 | 3.1338 | 660.0914 | 660.0914 | 0 | 0
1999-01-01 | 13:00 | 78.8 | 709077.6364 | 709.0776 | 3880.9111 | 3.8809 | 3.8809 | 0 | 1.1088 | 0 | 2.8053 | 706.2723 | 706.2723 | 0 | 0
1999-01-01 | 14:00 | 78.8 | 754743.1894 | 754.7432 | 2391.0287 | 2.391 | 2.391 | 0 | 0.68315 | 0 | 1.7284 | 753.0148 | 753.0148 | 0 | 0
1999-01-01 | 15:00 | 75.2 | 732721.0025 | 732.721 | 1911.9792 | 1.912 | 1.912 | 0 | 0.54628 | 0 | 1.3821 | 731.3389 | 731.3389 | 0 | 0
1999-01-01 | 16:00 | 71.6 | 610782.9581 | 610.783 | 1587.6071 | 1.5876 | 1.5876 | 0 | 0.4536 | 0 | 1.1476 | 609.6353 | 609.6353 | 0 | 0
1999-01-01 | 17:00 | 66.2 | 431446.3017 | 431.4463 | 647.1519 | 0.64715 | 0.64715 | 0 | 0.1849 | 0 | 0.4678 | 430.9785 | 430.9785 | 0 | 0
1999-01-01 | 18:00 | 64.4 | 235052.0134 | 235.052 | 1804.7971 | 1.8048 | 1.8048 | 0 | 0.51566 | 0 | 1.3046 | 233.7474 | 233.7474 | 0 | 0
1999-01-01 | 19:00 | 57.2 | 136276.3787 | 136.2764 | 2180.4805 | 2.1805 | 2.1805 | 0 | 0.62299 | 0 | 1.5762 | 134.7002 | 134.7002 | 0 | 0
1999-01-01 | 20:00 | 48.2 | 5748.1119 | 5.7481 | 76009.1959 | 76.0092 | 76.0092 | 0 | 21.7169 | 0 | 54.9438 | -49.1957 | 0 | 0 | 0
1999-01-01 | 21:00 | 48.2 | 2.431 | 0.002431 | 87586.5126 | 87.5865 | 87.5865 | 0 | 25.0247 | 0 | 63.3125 | -63.3101 | 0 | 0 | 0
1999-01-01 | 22:00 | 57.2 | 12246.527 | 12.2465 | 44585.6504 | 44.5857 | 44.5857 | 0 | 12.7388 | 0 | 32.2291 | -19.9825 | 0 | 0 | 0
1999-01-01 | 23:00 | 55.4 | 0 | 0 | 0 | 0 | 0 | 0 | 0 | 0 | 0 | 0 | 0 | 0 | 0
1999-01-01 | 24:00 | 48.2 | 0 | 0 | 0 | 0 | 0 | 0 | 0 | 0 | 0 | 0 | 0 | 0 | 0
1999-01-02 | 1:00 | 51.8 | 0 | 0 | 0 | 0 | 0 | 0 | 0 | 0 | 0 | 0 | 0 | 0 | 0
1999-01-02 | 2:00 | 48.2 | 0 | 0 | 0 | 0 | 0 | 0 | 0 | 0 | 0 | 0 | 0 | 0 | 0
1999-01-02 | 3:00 | 46.4 | 0 | 0 | 0 | 0 | 0 | 0 | 0 | 0 | 0 | 0 | 0 | 0 | 0
1999-01-02 | 4:00 | 44.6 | 0 | 0 | 0 | 0 | 0 | 0 | 0 | 0 | 0 | 0 | 0 | 0 | 0
1999-01-02 | 5:00 | 48.2 | 0 | 0 | 0 | 0 | 0 | 0 | 0 | 0 | 0 | 0 | 0 | 0 | 0
1999-01-02 | 6:00 | 44.6 | 0 | 0 | 0 | 0 | 0 | 0 | 0 | 0 | 0 | 0 | 0 | 0 | 0
1999-01-02 | 7:00 | 44.6 | 6.1553 | 0.0061553 | 295965.1667 | 295.9652 | 295.9652 | 0 | 79.9906 | 0 | 202.3762 | -202.37 | 0 | 0 | 0
1999-01-02 | 8:00 | 48.2 | 7.0928 | 0.0070928 | 144744.3758 | 144.7444 | 144.7444 | 0 | 39.1201 | 0 | 98.9739 | -98.9668 | 0 | 0 | 0
1999-01-02 | 9:00 | 60.08 | 51381.5169 | 51.3815 | 39929.1702 | 39.9292 | 39.9292 | 0 | 11.4083 | 0 | 28.8631 | 22.5184 | 22.5184 | 0 | 0
1999-01-02 | 10:00 | 71.6 | 372645.5415 | 372.6455 | 5685.3034 | 5.6853 | 5.6853 | 0 | 1.6244 | 0 | 4.1097 | 368.5359 | 368.5359 | 0 | 0
1999-01-02 | 11:00 | 78.8 | 728262.7692 | 728.2628 | 3766.7032 | 3.7667 | 3.7667 | 0 | 1.0762 | 0 | 2.7228 | 725.54 | 725.54 | 0 | 0
1999-01-02 | 12:00 | 78.8 | 816548.9849 | 816.549 | 3077.5302 | 3.0775 | 3.0775 | 0 | 0.87929 | 0 | 2.2246 | 814.3244 | 814.3244 | 0 | 0
1999-01-02 | 13:00 | 78.8 | 776762.9761 | 776.763 | 2935.0774 | 2.9351 | 2.9351 | 0 | 0.83859 | 0 | 2.1216 | 774.6413 | 774.6413 | 0 | 0
1999-01-02 | 14:00 | 80.6 | 853059.6744 | 853.0597 | 1553.3776 | 1.5534 | 1.5534 | 0 | 0.44382 | 0 | 1.1229 | 851.9368 | 851.9368 | 0 | 0
1999-01-02 | 15:00 | 78.8 | 899107.4043 | 899.1074 | 1000.435 | 1.0004 | 1.0004 | 0 | 0.28584 | 0 | 0.72317 | 898.3842 | 898.3842 | 0 | 0
1999-01-02 | 16:00 | 78.8 | 865977.5204 | 865.9775 | 695.8394 | 0.69584 | 0.69584 | 0 | 0.19881 | 0 | 0.50299 | 865.4745 | 865.4745 | 0 | 0
1999-01-02 | 17:00 | 71.6 | 655791.5498 | 655.7915 | 450.063 | 0.45006 | 0.45006 | 0 | 0.12859 | 0 | 0.32533 | 655.4662 | 655.4662 | 0 | 0
1999-01-02 | 18:00 | 69.8 | 371061.9311 | 371.0619 | 1549.9134 | 1.5499 | 1.5499 | 0 | 0.44283 | 0 | 1.1204 | 369.9416 | 369.9416 | 0 | 0
1999-01-02 | 19:00 | 64.4 | 287449.4616 | 287.4495 | 1820.9531 | 1.821 | 1.821 | 0 | 0.52027 | 0 | 1.3163 | 286.1332 | 286.1332 | 0 | 0
1999-01-02 | 20:00 | 69.8 | 308907.4684 | 308.9075 | 5689.2282 | 5.6892 | 5.6892 | 0 | 1.6255 | 0 | 4.1125 | 304.795 | 304.795 | 0 | 0
1999-01-02 | 21:00 | 53.6 | 136154.9729 | 136.155 | 14098.5343 | 14.0985 | 14.0985 | 0 | 4.0282 | 0 | 10.1912 | 125.9637 | 125.9637 | 0 | 0
1999-01-02 | 22:00 | 64.4 | 97632.3182 | 97.6323 | 24620.9662 | 24.621 | 24.621 | 0 | 7.0346 | 0 | 17.7974 | 79.8349 | 79.8349 | 0 | 0
1999-01-02 | 23:00 | 62.6 | 0 | 0 | 0 | 0 | 0 | 0 | 0 | 0 | 0 | 0 | 0 | 0 | 0
1999-01-02 | 24:00 | 53.6 | 0 | 0 | 0 | 0 | 0 | 0 | 0 | 0 | 0 | 0 | 0 | 0 | 0
1999-01-03 | 1:00 | 50.9 | 0 | 0 | 0 | 0 | 0 | 0 | 0 | 0 | 0 | 0 | 0 | 0 | 0
1999-01-03 | 2:00 | 48.2 | 0 | 0 | 0 | 0 | 0 | 0 | 0 | 0 | 0 | 0 | 0 | 0 | 0
1999-01-03 | 3:00 | 68 | 0 | 0 | 0 | 0 | 0 | 0 | 0 | 0 | 0 | 0 | 0 | 0 | 0
1999-01-03 | 4:00 | 66.2 | 0 | 0 | 0 | 0 | 0 | 0 | 0 | 0 | 0 | 0 | 0 | 0 | 0
1999-01-03 | 5:00 | 66.2 | 0 | 0 | 0 | 0 | 0 | 0 | 0 | 0 | 0 | 0 | 0 | 0 | 0
1999-01-03 | 6:00 | 64.4 | 0 | 0 | 0 | 0 | 0 | 0 | 0 | 0 | 0 | 0 | 0 | 0 | 0
1999-01-03 | 7:00 | 62.6 | 178057.9768 | 178.058 | 100097.1733 | 100.0972 | 100.0972 | 0 | 28.5992 | 0 | 72.356 | 105.702 | 105.702 | 0 | 0
1999-01-03 | 8:00 | 64.4 | 183111.1428 | 183.1111 | 29803.1435 | 29.8031 | 29.8031 | 0 | 8.5152 | 0 | 21.5434 | 161.5677 | 161.5677 | 0 | 0
1999-01-03 | 9:00 | 68 | 328149.2081 | 328.1492 | 2563.3243 | 2.5633 | 2.5633 | 0 | 0.73238 | 0 | 1.8529 | 326.2963 | 326.2963 | 0 | 0
1999-01-03 | 10:00 | 69.8 | 440212.6785 | 440.2127 | 1739.5543 | 1.7396 | 1.7396 | 0 | 0.49702 | 0 | 1.2574 | 438.9552 | 438.9552 | 0 | 0
1999-01-03 | 11:00 | 71.6 | 528808.2184 | 528.8082 | 1091.3361 | 1.0913 | 1.0913 | 0 | 0.31181 | 0 | 0.78888 | 528.0193 | 528.0193 | 0 | 0
1999-01-03 | 12:00 | 73.4 | 583758.7774 | 583.7588 | 1099.1167 | 1.0991 | 1.0991 | 0 | 0.31403 | 0 | 0.7945 | 582.9643 | 582.9643 | 0 | 0
1999-01-03 | 13:00 | 73.4 | 582455.4625 | 582.4555 | 1397.5251 | 1.3975 | 1.3975 | 0 | 0.39929 | 0 | 1.0102 | 581.4453 | 581.4453 | 0 | 0
1999-01-03 | 14:00 | 73.4 | 608528.1814 | 608.5282 | 885.8804 | 0.88588 | 0.88588 | 0 | 0.25311 | 0 | 0.64037 | 607.8878 | 607.8878 | 0 | 0
1999-01-03 | 15:00 | 73.4 | 644273.4466 | 644.2734 | 869.4173 | 0.86942 | 0.86942 | 0 | 0.2484 | 0 | 0.62846 | 643.645 | 643.645 | 0 | 0
1999-01-03 | 16:00 | 71.6 | 601863.4458 | 601.8634 | 747.7089 | 0.74771 | 0.74771 | 0 | 0.21363 | 0 | 0.54049 | 601.323 | 601.323 | 0 | 0
1999-01-03 | 17:00 | 68 | 453085.586 | 453.0856 | 297.5627 | 0.29756 | 0.29756 | 0 | 0.085018 | 0 | 0.2151 | 452.8705 | 452.8705 | 0 | 0
1999-01-03 | 18:00 | 66.2 | 282999.2706 | 282.9993 | 1410.8435 | 1.4108 | 1.4108 | 0 | 0.4031 | 0 | 1.0198 | 281.9794 | 281.9794 | 0 | 0
1999-01-03 | 19:00 | 60.8 | 205578.812 | 205.5788 | 1723.2637 | 1.7233 | 1.7233 | 0 | 0.49236 | 0 | 1.2457 | 204.3331 | 204.3331 | 0 | 0
1999-01-03 | 20:00 | 62.6 | 173044.5952 | 173.0446 | 6091.5016 | 6.0915 | 6.0915 | 0 | 1.7404 | 0 | 4.4033 | 168.6413 | 168.6413 | 0 | 0
1999-01-03 | 21:00 | 60.8 | 153565.0486 | 153.565 | 12578.6499 | 12.5786 | 12.5786 | 0 | 3.5939 | 0 | 9.0926 | 144.4725 | 144.4725 | 0 | 0
1999-01-03 | 22:00 | 53.6 | 46194.3988 | 46.1944 | 25763.4235 | 25.7634 | 25.7634 | 0 | 7.361 | 0 | 18.6233 | 27.5711 | 27.5711 | 0 | 0
1999-01-03 | 23:00 | 51.8 | 0 | 0 | 0 | 0 | 0 | 0 | 0 | 0 | 0 | 0 | 0 | 0 | 0
1999-01-03 | 24:00 | 48.2 | 0 | 0 | 0 | 0 | 0 | 0 | 0 | 0 | 0 | 0 | 0 | 0 | 0
1999-01-04 | 1:00 | 46.4 | 0 | 0 | 0 | 0 | 0 | 0 | 0 | 0 | 0 | 0 | 0 | 0 | 0
1999-01-04 | 2:00 | 46.4 | 0 | 0 | 0 | 0 | 0 | 0 | 0 | 0 | 0 | 0 | 0 | 0 | 0
1999-01-04 | 3:00 | 46.4 | 0 | 0 | 0 | 0 | 0 | 0 | 0 | 0 | 0 | 0 | 0 | 0 | 0
1999-01-04 | 4:00 | 44.6 | 0 | 0 | 0 | 0 | 0 | 0 | 0 | 0 | 0 | 0 | 0 | 0 | 0
1999-01-04 | 5:00 | 44.6 | 0 | 0 | 0 | 0 | 0 | 0 | 0 | 0 | 0 | 0 | 0 | 0 | 0
1999-01-04 | 6:00 | 44.6 | 0 | 0 | 0 | 0 | 0 | 0 | 0 | 0 | 0 | 0 | 0 | 0 | 0
1999-01-04 | 7:00 | 41 | 1.6258 | 0.0016258 | 319656.5858 | 319.6566 | 319.6566 | 0 | 86.3937 | 0 | 218.576 | -218.5744 | 0 | 0 | 0
1999-01-04 | 8:00 | 46.4 | 2.8618 | 0.0028618 | 173990.4649 | 173.9905 | 173.9905 | 0 | 47.0244 | 0 | 118.9719 | -118.969 | 0 | 0 | 0
1999-01-04 | 9:00 | 55.58 | 7736.1207 | 7.7361 | 95221.1685 | 95.2212 | 95.2212 | 0 | 27.206 | 0 | 68.8313 | -61.0952 | 0 | 0 | 0
1999-01-04 | 10:00 | 64.4 | 182745.4796 | 182.7455 | 5349.4643 | 5.3495 | 5.3495 | 0 | 1.5284 | 0 | 3.8669 | 178.8786 | 178.8786 | 0 | 0
1999-01-04 | 11:00 | 73.4 | 486249.1172 | 486.2491 | 3687.5522 | 3.6876 | 3.6876 | 0 | 1.0536 | 0 | 2.6656 | 483.5835 | 483.5835 | 0 | 0
1999-01-04 | 12:00 | 75.2 | 659117.5868 | 659.1176 | 3193.5149 | 3.1935 | 3.1935 | 0 | 0.91243 | 0 | 2.3085 | 656.8091 | 656.8091 | 0 | 0
1999-01-04 | 13:00 | 77 | 694423.6107 | 694.4236 | 3025.4721 | 3.0255 | 3.0255 | 0 | 0.86442 | 0 | 2.187 | 692.2366 | 692.2366 | 0 | 0
1999-01-04 | 14:00 | 78.8 | 797142.1189 | 797.1421 | 1679.6204 | 1.6796 | 1.6796 | 0 | 0.47989 | 0 | 1.2141 | 795.928 | 795.928 | 0 | 0
1999-01-04 | 15:00 | 78.8 | 874985.3377 | 874.9853 | 1394.6523 | 1.3947 | 1.3947 | 0 | 0.39847 | 0 | 1.0081 | 873.9772 | 873.9772 | 0 | 0
1999-01-04 | 16:00 | 75.2 | 790775.2857 | 790.7753 | 1065.0737 | 1.0651 | 1.0651 | 0 | 0.30431 | 0 | 0.7699 | 790.0054 | 790.0054 | 0 | 0
1999-01-04 | 17:00 | 66.2 | 481423.4961 | 481.4235 | 568.5106 | 0.56851 | 0.56851 | 0 | 0.16243 | 0 | 0.41095 | 481.0125 | 481.0125 | 0 | 0
1999-01-04 | 18:00 | 60.8 | 199928.6763 | 199.9287 | 1699.0047 | 1.699 | 1.699 | 0 | 0.48543 | 0 | 1.2281 | 198.7005 | 198.7005 | 0 | 0
1999-01-04 | 19:00 | 62.6 | 172275.603 | 172.2756 | 1992.0042 | 1.992 | 1.992 | 0 | 0.56914 | 0 | 1.4399 | 170.8357 | 170.8357 | 0 | 0
1999-01-04 | 20:00 | 57.2 | 123042.0281 | 123.042 | 7054.8269 | 7.0548 | 7.0548 | 0 | 2.0157 | 0 | 5.0996 | 117.9424 | 117.9424 | 0 | 0
1999-01-04 | 21:00 | 50 | 8208.5612 | 8.2086 | 37481.0994 | 37.4811 | 37.4811 | 0 | 10.7089 | 0 | 27.0935 | -18.8849 | 0 | 0 | 0
1999-01-04 | 22:00 | 51.8 | 0 | 0 | 65054.6113 | 65.0546 | 65.0546 | 0 | 18.587 | 0 | 47.0252 | -47.0252 | 0 | 0 | 0
1999-01-04 | 23:00 | 44.6 | 0 | 0 | 0 | 0 | 0 | 0 | 0 | 0 | 0 | 0 | 0 | 0 | 0
1999-01-04 | 24:00 | 46.4 | 0 | 0 | 0 | 0 | 0 | 0 | 0 | 0 | 0 | 0 | 0 | 0 | 0
1999-01-05 | 1:00 | 42.8 | 0 | 0 | 0 | 0 | 0 | 0 | 0 | 0 | 0 | 0 | 0 | 0 | 0
1999-01-05 | 2:00 | 42.62 | 0 | 0 | 0 | 0 | 0 | 0 | 0 | 0 | 0 | 0 | 0 | 0 | 0
1999-01-05 | 3:00 | 42.8 | 0 | 0 | 0 | 0 | 0 | 0 | 0 | 0 | 0 | 0 | 0 | 0 | 0
1999-01-05 | 4:00 | 39.2 | 0 | 0 | 0 | 0 | 0 | 0 | 0 | 0 | 0 | 0 | 0 | 39.2 | 0
1999-01-05 | 5:00 | 37.4 | 0 | 0 | 0 | 0 | 0 | 0 | 0 | 0 | 0 | 0 | 0 | 37.4 | 0
1999-01-05 | 6:00 | 35.6 | 0 | 0 | 0 | 0 | 0 | 0 | 0 | 0 | 0 | 0 | 0 | 35.6 | 0
1999-01-05 | 7:00 | 37.4 | 0 | 0 | 383589.1443 | 383.5891 | 0 | 383.5891 | 0 | 383.5891 | 0 | 0 | 0 | 37.4 | 383.5891
1999-01-05 | 8:00 | 42.8 | 2.7513 | 0.0027513 | 234008.4885 | 234.0085 | 234.0085 | 0 | 63.2455 | 0 | 160.0112 | -160.0085 | 0 | 0 | 0
1999-01-05 | 9:00 | 53.6 | 476.3814 | 0.47638 | 186764.6188 | 186.7646 | 186.7646 | 0 | 50.4769 | 0 | 127.7066 | -127.2302 | 0 | 0 | 0
1999-01-05 | 10:00 | 64.4 | 156331.4134 | 156.3314 | 7282.6515 | 7.2827 | 7.2827 | 0 | 2.0808 | 0 | 5.2643 | 151.0671 | 151.0671 | 0 | 0
1999-01-05 | 11:00 | 69.8 | 398474.8988 | 398.4749 | 5385.9273 | 5.3859 | 5.3859 | 0 | 1.5388 | 0 | 3.8933 | 394.5816 | 394.5816 | 0 | 0
1999-01-05 | 12:00 | 77 | 634133.7798 | 634.1338 | 4316.7589 | 4.3168 | 4.3168 | 0 | 1.2334 | 0 | 3.1204 | 631.0134 | 631.0134 | 0 | 0
1999-01-05 | 13:00 | 80.6 | 790205.6126 | 790.2056 | 3917.4301 | 3.9174 | 3.9174 | 0 | 1.1193 | 0 | 2.8317 | 787.3739 | 787.3739 | 0 | 0
1999-01-05 | 14:00 | 82.4 | 932199.8045 | 932.1998 | 2335.7281 | 2.3357 | 2.3357 | 0 | 0.66735 | 0 | 1.6884 | 930.5114 | 930.5114 | 0 | 0
1999-01-05 | 15:00 | 82.4 | 1029353.4043 | 1029.3534 | 1612.2073 | 1.6122 | 1.6122 | 0 | 0.46063 | 0 | 1.1654 | 1028.188 | 1028.188 | 0 | 0
1999-01-05 | 16:00 | 73.4 | 808229.4884 | 808.2295 | 1277.6931 | 1.2777 | 1.2777 | 0 | 0.36506 | 0 | 0.92359 | 807.3059 | 807.3059 | 0 | 0
1999-01-05 | 17:00 | 66.2 | 468860.0496 | 468.86 | 673.734 | 0.67373 | 0.67373 | 0 | 0.1925 | 0 | 0.48701 | 468.373 | 468.373 | 0 | 0
1999-01-05 | 18:00 | 60.8 | 199162.2158 | 199.1622 | 1795.8485 | 1.7958 | 1.7958 | 0 | 0.5131 | 0 | 1.2981 | 197.8641 | 197.8641 | 0 | 0
1999-01-05 | 19:00 | 55.4 | 81300.8293 | 81.3008 | 2192.5231 | 2.1925 | 2.1925 | 0 | 0.62644 | 0 | 1.5849 | 79.7159 | 79.7159 | 0 | 0
1999-01-05 | 20:00 | 53.6 | 6809.9337 | 6.8099 | 10622.162 | 10.6222 | 10.6222 | 0 | 3.0349 | 0 | 7.6783 | -0.86837 | 0 | 0 | 0
1999-01-05 | 21:00 | 53.6 | 335.1623 | 0.33516 | 26400.2289 | 26.4002 | 26.4002 | 0 | 7.5429 | 0 | 19.0836 | -18.7484 | 0 | 0 | 0
1999-01-05 | 22:00 | 51.8 | 1.6846 | 0.0016846 | 49913.6774 | 49.9137 | 49.9137 | 0 | 14.2611 | 0 | 36.0805 | -36.0788 | 0 | 0 | 0
1999-01-05 | 23:00 | 53.6 | 0 | 0 | 0 | 0 | 0 | 0 | 0 | 0 | 0 | 0 | 0 | 0 | 0
1999-01-05 | 24:00 | 51.8 | 0 | 0 | 0 | 0 | 0 | 0 | 0 | 0 | 0 | 0 | 0 | 0 | 0
1999-01-06 | 1:00 | 51.8 | 0 | 0 | 0 | 0 | 0 | 0 | 0 | 0 | 0 | 0 | 0 | 0 | 0
1999-01-06 | 2:00 | 48.2 | 0 | 0 | 0 | 0 | 0 | 0 | 0 | 0 | 0 | 0 | 0 | 0 | 0
1999-01-06 | 3:00 | 46.4 | 0 | 0 | 0 | 0 | 0 | 0 | 0 | 0 | 0 | 0 | 0 | 0 | 0
1999-01-06 | 4:00 | 45.32 | 0 | 0 | 0 | 0 | 0 | 0 | 0 | 0 | 0 | 0 | 0 | 0 | 0
1999-01-06 | 5:00 | 44.6 | 0 | 0 | 0 | 0 | 0 | 0 | 0 | 0 | 0 | 0 | 0 | 0 | 0
1999-01-06 | 6:00 | 41 | 0 | 0 | 0 | 0 | 0 | 0 | 0 | 0 | 0 | 0 | 0 | 0 | 0
1999-01-06 | 7:00 | 44.6 | 0.71235 | 0.00071235 | 312896.8289 | 312.8968 | 312.8968 | 0 | 84.5667 | 0 | 213.9538 | -213.9531 | 0 | 0 | 0
1999-01-06 | 8:00 | 44.6 | 5.6665 | 0.0056665 | 174027.0318 | 174.027 | 174.027 | 0 | 47.0343 | 0 | 118.9969 | -118.9912 | 0 | 0 | 0
1999-01-06 | 9:00 | 55.4 | 6866.8983 | 6.8669 | 126931.8192 | 126.9318 | 126.9318 | 0 | 34.3059 | 0 | 86.7939 | -79.927 | 0 | 0 | 0
1999-01-06 | 10:00 | 64.4 | 178537.7194 | 178.5377 | 5474.1817 | 5.4742 | 5.4742 | 0 | 1.5641 | 0 | 3.9571 | 174.5807 | 174.5807 | 0 | 0
1999-01-06 | 11:00 | 68 | 377785.0118 | 377.785 | 3936.6265 | 3.9366 | 3.9366 | 0 | 1.1248 | 0 | 2.8456 | 374.9394 | 374.9394 | 0 | 0
1999-01-06 | 12:00 | 73.4 | 536552.2273 | 536.5522 | 3429.3109 | 3.4293 | 3.4293 | 0 | 0.9798 | 0 | 2.4789 | 534.0733 | 534.0733 | 0 | 0
1999-01-06 | 13:00 | 77 | 659164.4614 | 659.1645 | 3229.1813 | 3.2292 | 3.2292 | 0 | 0.92262 | 0 | 2.3342 | 656.8302 | 656.8302 | 0 | 0
1999-01-06 | 14:00 | 78.8 | 790981.537 | 790.9815 | 1877.3415 | 1.8773 | 1.8773 | 0 | 0.53638 | 0 | 1.357 | 789.6245 | 789.6245 | 0 | 0
1999-01-06 | 15:00 | 77 | 829967.9961 | 829.968 | 1691.329 | 1.6913 | 1.6913 | 0 | 0.48324 | 0 | 1.2226 | 828.7454 | 828.7454 | 0 | 0
1999-01-06 | 16:00 | 73.4 | 721709.464 | 721.7095 | 1311.9673 | 1.312 | 1.312 | 0 | 0.37485 | 0 | 0.94836 | 720.7611 | 720.7611 | 0 | 0
1999-01-06 | 17:00 | 69.8 | 556275.7325 | 556.2757 | 660.9044 | 0.6609 | 0.6609 | 0 | 0.18883 | 0 | 0.47774 | 555.798 | 555.798 | 0 | 0
1999-01-06 | 18:00 | 62.6 | 264533.7904 | 264.5338 | 1803.8817 | 1.8039 | 1.8039 | 0 | 0.51539 | 0 | 1.3039 | 263.2298 | 263.2298 | 0 | 0
1999-01-06 | 19:00 | 55.4 | 100032.885 | 100.0329 | 2100.7015 | 2.1007 | 2.1007 | 0 | 0.6002 | 0 | 1.5185 | 98.5144 | 98.5144 | 0 | 0
1999-01-06 | 20:00 | 53.6 | 6958.9065 | 6.9589 | 10330.4377 | 10.3304 | 10.3304 | 0 | 2.9516 | 0 | 7.4674 | -0.50852 | 0 | 0 | 0
1999-01-06 | 21:00 | 48.2 | 0 | 0 | 66621.1555 | 66.6212 | 66.6212 | 0 | 19.0346 | 0 | 48.1576 | -48.1576 | 0 | 0 | 0
1999-01-06 | 22:00 | 48.2 | 0.68116 | 0.00068116 | 98420.1197 | 98.4201 | 98.4201 | 0 | 28.12 | 0 | 71.1437 | -71.143 | 0 | 0 | 0
1999-01-06 | 23:00 | 44.6 | 0 | 0 | 0 | 0 | 0 | 0 | 0 | 0 | 0 | 0 | 0 | 0 | 0
1999-01-06 | 24:00 | 44.6 | 0 | 0 | 0 | 0 | 0 | 0 | 0 | 0 | 0 | 0 | 0 | 0 | 0
1999-01-07 | 1:00 | 42.8 | 0 | 0 | 0 | 0 | 0 | 0 | 0 | 0 | 0 | 0 | 0 | 0 | 0
1999-01-07 | 2:00 | 41 | 0 | 0 | 0 | 0 | 0 | 0 | 0 | 0 | 0 | 0 | 0 | 0 | 0
1999-01-07 | 3:00 | 42.8 | 0 | 0 | 0 | 0 | 0 | 0 | 0 | 0 | 0 | 0 | 0 | 0 | 0
1999-01-07 | 4:00 | 42.8 | 0 | 0 | 0 | 0 | 0 | 0 | 0 | 0 | 0 | 0 | 0 | 0 | 0
1999-01-07 | 5:00 | 39.2 | 0 | 0 | 0 | 0 | 0 | 0 | 0 | 0 | 0 | 0 | 0 | 39.2 | 0
1999-01-07 | 6:00 | 39.2 | 0 | 0 | 0 | 0 | 0 | 0 | 0 | 0 | 0 | 0 | 0 | 39.2 | 0
1999-01-07 | 7:00 | 35.6 | 0 | 0 | 374646.9804 | 374.647 | 0 | 374.647 | 0 | 374.647 | 0 | 0 | 0 | 35.6 | 374.647
1999-01-07 | 8:00 | 39.2 | 0.73879 | 0.00073879 | 256602.5725 | 256.6026 | 0 | 256.6026 | 0 | 256.6026 | 0 | 0.00073879 | 0.00073879 | 39.2 | 0
1999-01-07 | 9:00 | 48.2 | 11.7349 | 0.011735 | 348592.9986 | 348.593 | 348.593 | 0 | 94.2143 | 0 | 238.3622 | -238.3505 | 0 | 0 | 0
1999-01-07 | 10:00 | 53.6 | 455.7184 | 0.45572 | 82959.2971 | 82.9593 | 82.9593 | 0 | 23.7027 | 0 | 59.9677 | -59.512 | 0 | 0 | 0
1999-01-07 | 11:00 | 60.8 | 98567.2722 | 98.5673 | 6618.4113 | 6.6184 | 6.6184 | 0 | 1.891 | 0 | 4.7842 | 93.7831 | 93.7831 | 0 | 0
1999-01-07 | 12:00 | 64.4 | 236930.6729 | 236.9307 | 5640.5194 | 5.6405 | 5.6405 | 0 | 1.6116 | 0 | 4.0773 | 232.8534 | 232.8534 | 0 | 0
1999-01-07 | 13:00 | 66.2 | 304431.3367 | 304.4313 | 5538.6776 | 5.5387 | 5.5387 | 0 | 1.5825 | 0 | 4.0037 | 300.4277 | 300.4277 | 0 | 0
1999-01-07 | 14:00 | 66.2 | 359077.5078 | 359.0775 | 4069.1225 | 4.0691 | 4.0691 | 0 | 1.1626 | 0 | 2.9414 | 356.1361 | 356.1361 | 0 | 0
1999-01-07 | 15:00 | 64.4 | 338506.8538 | 338.5069 | 3657.9956 | 3.658 | 3.658 | 0 | 1.0451 | 0 | 2.6442 | 335.8626 | 335.8626 | 0 | 0
1999-01-07 | 16:00 | 62.6 | 263720.9535 | 263.721 | 3115.9125 | 3.1159 | 3.1159 | 0 | 0.89026 | 0 | 2.2524 | 261.4686 | 261.4686 | 0 | 0
1999-01-07 | 17:00 | 59 | 178993.7087 | 178.9937 | 1175.6511 | 1.1757 | 1.1757 | 0 | 0.3359 | 0 | 0.84983 | 178.1439 | 178.1439 | 0 | 0
1999-01-07 | 18:00 | 55.4 | 54744.2586 | 54.7443 | 2483.108 | 2.4831 | 2.4831 | 0 | 0.70946 | 0 | 1.7949 | 52.9493 | 52.9493 | 0 | 0
1999-01-07 | 19:00 | 50 | 342.9525 | 0.34295 | 36734.7424 | 36.7347 | 36.7347 | 0 | 10.4956 | 0 | 26.554 | -26.211 | 0 | 0 | 0
1999-01-07 | 20:00 | 48.2 | 0 | 0 | 146533.8335 | 146.5338 | 146.5338 | 0 | 39.6037 | 0 | 100.1975 | -100.1975 | 0 | 0 | 0
1999-01-07 | 21:00 | 44.6 | 3.9289 | 0.0039289 | 122664.2874 | 122.6643 | 122.6643 | 0 | 35.0469 | 0 | 88.6688 | -88.6648 | 0 | 0 | 0
1999-01-07 | 22:00 | 44.6 | 3.0518 | 0.0030518 | 111981.3527 | 111.9814 | 111.9814 | 0 | 31.9947 | 0 | 80.9465 | -80.9435 | 0 | 0 | 0
1999-01-07 | 23:00 | 42.8 | 0 | 0 | 0 | 0 | 0 | 0 | 0 | 0 | 0 | 0 | 0 | 0 | 0
1999-01-07 | 24:00 | 44.6 | 0 | 0 | 0 | 0 | 0 | 0 | 0 | 0 | 0 | 0 | 0 | 0 | 0
1999-01-08 | 1:00 | 46.4 | 0 | 0 | 0 | 0 | 0 | 0 | 0 | 0 | 0 | 0 | 0 | 0 | 0
1999-01-08 | 2:00 | 46.4 | 0 | 0 | 0 | 0 | 0 | 0 | 0 | 0 | 0 | 0 | 0 | 0 | 0
1999-01-08 | 3:00 | 46.4 | 0 | 0 | 0 | 0 | 0 | 0 | 0 | 0 | 0 | 0 | 0 | 0 | 0
1999-01-08 | 4:00 | 46.4 | 0 | 0 | 0 | 0 | 0 | 0 | 0 | 0 | 0 | 0 | 0 | 0 | 0
1999-01-08 | 5:00 | 44.6 | 0 | 0 | 0 | 0 | 0 | 0 | 0 | 0 | 0 | 0 | 0 | 0 | 0
1999-01-08 | 6:00 | 44.6 | 0 | 0 | 0 | 0 | 0 | 0 | 0 | 0 | 0 | 0 | 0 | 0 | 0
1999-01-08 | 7:00 | 42.8 | 0 | 0 | 177855.8888 | 177.8559 | 177.8559 | 0 | 48.0692 | 0 | 121.615 | -121.615 | 0 | 0 | 0
1999-01-08 | 8:00 | 44.6 | 1.4737 | 0.0014737 | 121448.5584 | 121.4486 | 121.4486 | 0 | 34.6996 | 0 | 87.79 | -87.7885 | 0 | 0 | 0
1999-01-08 | 9:00 | 46.4 | 0 | 0 | 304634.6149 | 304.6346 | 304.6346 | 0 | 82.3337 | 0 | 208.3042 | -208.3042 | 0 | 0 | 0
1999-01-08 | 10:00 | 51.8 | 4.3576 | 0.0043576 | 149466.819 | 149.4668 | 149.4668 | 0 | 40.3964 | 0 | 102.203 | -102.1986 | 0 | 0 | 0
1999-01-08 | 11:00 | 69.8 | 173351.4979 | 173.3515 | 7.6688 | 0.0076688 | 0.0076688 | 0 | 0.0021911 | 0 | 0.0055434 | 173.346 | 173.346 | 0 | 0
1999-01-08 | 12:00 | 69.8 | 370562.5722 | 370.5626 | 0 | 0 | 0 | 0 | 0 | 0 | 0 | 370.5626 | 370.5626 | 0 | 0
1999-01-08 | 13:00 | 71.6 | 382404.3366 | 382.4043 | 0 | 0 | 0 | 0 | 0 | 0 | 0 | 382.4043 | 382.4043 | 0 | 0
1999-01-08 | 14:00 | 71.6 | 431258.0989 | 431.2581 | 0 | 0 | 0 | 0 | 0 | 0 | 0 | 431.2581 | 431.2581 | 0 | 0
1999-01-08 | 15:00 | 69.8 | 419771.3439 | 419.7713 | 0 | 0 | 0 | 0 | 0 | 0 | 0 | 419.7713 | 419.7713 | 0 | 0
1999-01-08 | 16:00 | 69.8 | 380939.9503 | 380.94 | 0 | 0 | 0 | 0 | 0 | 0 | 0 | 380.94 | 380.94 | 0 | 0
1999-01-08 | 17:00 | 64.4 | 280299.8492 | 280.2998 | 0 | 0 | 0 | 0 | 0 | 0 | 0 | 280.2998 | 280.2998 | 0 | 0
1999-01-08 | 18:00 | 62.6 | 159071.9352 | 159.0719 | 0 | 0 | 0 | 0 | 0 | 0 | 0 | 159.0719 | 159.0719 | 0 | 0
1999-01-08 | 19:00 | 62.6 | 168609.6194 | 168.6096 | 0 | 0 | 0 | 0 | 0 | 0 | 0 | 168.6096 | 168.6096 | 0 | 0
1999-01-08 | 20:00 | 60.8 | 151753.7844 | 151.7538 | 124.2332 | 0.12423 | 0.12423 | 0 | 0.035495 | 0 | 0.089803 | 151.664 | 151.664 | 0 | 0
1999-01-08 | 21:00 | 62.6 | 141532.7769 | 141.5328 | 3004.8414 | 3.0048 | 3.0048 | 0 | 0.85853 | 0 | 2.1721 | 139.3607 | 139.3607 | 0 | 0
1999-01-08 | 22:00 | 60.8 | 118885.7362 | 118.8857 | 4006.0562 | 4.0061 | 4.0061 | 0 | 1.1446 | 0 | 2.8958 | 115.9899 | 115.9899 | 0 | 0
1999-01-08 | 23:00 | 59 | 0 | 0 | 0 | 0 | 0 | 0 | 0 | 0 | 0 | 0 | 0 | 0 | 0
1999-01-08 | 24:00 | 62.6 | 0 | 0 | 0 | 0 | 0 | 0 | 0 | 0 | 0 | 0 | 0 | 0 | 0
1999-01-09 | 1:00 | 60.8 | 0 | 0 | 0 | 0 | 0 | 0 | 0 | 0 | 0 | 0 | 0 | 0 | 0
1999-01-09 | 2:00 | 57.2 | 0 | 0 | 0 | 0 | 0 | 0 | 0 | 0 | 0 | 0 | 0 | 0 | 0
1999-01-09 | 3:00 | 57.2 | 0 | 0 | 0 | 0 | 0 | 0 | 0 | 0 | 0 | 0 | 0 | 0 | 0
1999-01-09 | 4:00 | 57.2 | 0 | 0 | 0 | 0 | 0 | 0 | 0 | 0 | 0 | 0 | 0 | 0 | 0
1999-01-09 | 5:00 | 60.8 | 0 | 0 | 0 | 0 | 0 | 0 | 0 | 0 | 0 | 0 | 0 | 0 | 0
1999-01-09 | 6:00 | 60.8 | 0 | 0 | 0 | 0 | 0 | 0 | 0 | 0 | 0 | 0 | 0 | 0 | 0
1999-01-09 | 7:00 | 50 | 32743.2196 | 32.7432 | 140310.5409 | 140.3105 | 140.3105 | 0 | 37.9218 | 0 | 95.9421 | -63.1989 | 0 | 0 | 0
1999-01-09 | 8:00 | 55.4 | 4176.3637 | 4.1764 | 60372.4921 | 60.3725 | 60.3725 | 0 | 17.2493 | 0 | 43.6407 | -39.4643 | 0 | 0 | 0
1999-01-09 | 9:00 | 59 | 89359.2949 | 89.3593 | 7322.0111 | 7.322 | 7.322 | 0 | 2.092 | 0 | 5.2928 | 84.0665 | 84.0665 | 0 | 0
1999-01-09 | 10:00 | 69.8 | 321838.4426 | 321.8384 | 4763.38 | 4.7634 | 4.7634 | 0 | 1.361 | 0 | 3.4432 | 318.3952 | 318.3952 | 0 | 0
1999-01-09 | 11:00 | 73.4 | 580872.6085 | 580.8726 | 3250.2626 | 3.2503 | 3.2503 | 0 | 0.92865 | 0 | 2.3495 | 578.5231 | 578.5231 | 0 | 0
1999-01-09 | 12:00 | 75.2 | 667000.004 | 667 | 2812.3501 | 2.8124 | 2.8124 | 0 | 0.80353 | 0 | 2.0329 | 664.9671 | 664.9671 | 0 | 0
1999-01-09 | 13:00 | 78.8 | 737374.3013 | 737.3743 | 2858.9625 | 2.859 | 2.859 | 0 | 0.81685 | 0 | 2.0666 | 735.3077 | 735.3077 | 0 | 0
1999-01-09 | 14:00 | 80.6 | 878200.2202 | 878.2002 | 1731.7959 | 1.7318 | 1.7318 | 0 | 0.4948 | 0 | 1.2518 | 876.9484 | 876.9484 | 0 | 0
1999-01-09 | 15:00 | 78.8 | 923573.2088 | 923.5732 | 1336.7528 | 1.3368 | 1.3368 | 0 | 0.38193 | 0 | 0.96628 | 922.6069 | 922.6069 | 0 | 0
1999-01-09 | 16:00 | 75.2 | 806097.9464 | 806.0979 | 1067.6517 | 1.0677 | 1.0677 | 0 | 0.30504 | 0 | 0.77176 | 805.3262 | 805.3262 | 0 | 0
1999-01-09 | 17:00 | 73.4 | 674797.8661 | 674.7979 | 689.7721 | 0.68977 | 0.68977 | 0 | 0.19708 | 0 | 0.49861 | 674.2993 | 674.2993 | 0 | 0
1999-01-09 | 18:00 | 66.02 | 375262.0937 | 375.2621 | 1874.2036 | 1.8742 | 1.8742 | 0 | 0.53549 | 0 | 1.3548 | 373.9073 | 373.9073 | 0 | 0
1999-01-09 | 19:00 | 64.22 | 264355.1009 | 264.3551 | 2165.135 | 2.1651 | 2.1651 | 0 | 0.61861 | 0 | 1.5651 | 262.79 | 262.79 | 0 | 0
1999-01-09 | 20:00 | 62.24 | 208287.2094 | 208.2872 | 6205.9862 | 6.206 | 6.206 | 0 | 1.7731 | 0 | 4.486 | 203.8012 | 203.8012 | 0 | 0
1999-01-09 | 21:00 | 58.64 | 127422.1876 | 127.4222 | 13552.4587 | 13.5525 | 13.5525 | 0 | 3.8721 | 0 | 9.7965 | 117.6257 | 117.6257 | 0 | 0
1999-01-09 | 22:00 | 56.84 | 62150.596 | 62.1506 | 24696.5025 | 24.6965 | 24.6965 | 0 | 7.0561 | 0 | 17.852 | 44.2986 | 44.2986 | 0 | 0
1999-01-09 | 23:00 | 56.66 | 0 | 0 | 0 | 0 | 0 | 0 | 0 | 0 | 0 | 0 | 0 | 0 | 0
1999-01-09 | 24:00 | 53.06 | 0 | 0 | 0 | 0 | 0 | 0 | 0 | 0 | 0 | 0 | 0 | 0 | 0
1999-01-10 | 1:00 | 52.88 | 0 | 0 | 0 | 0 | 0 | 0 | 0 | 0 | 0 | 0 | 0 | 0 | 0
1999-01-10 | 2:00 | 52.88 | 0 | 0 | 0 | 0 | 0 | 0 | 0 | 0 | 0 | 0 | 0 | 0 | 0
1999-01-10 | 3:00 | 51.08 | 0 | 0 | 0 | 0 | 0 | 0 | 0 | 0 | 0 | 0 | 0 | 0 | 0
1999-01-10 | 4:00 | 49.1 | 0 | 0 | 0 | 0 | 0 | 0 | 0 | 0 | 0 | 0 | 0 | 0 | 0
1999-01-10 | 5:00 | 48.2 | 0 | 0 | 0 | 0 | 0 | 0 | 0 | 0 | 0 | 0 | 0 | 0 | 0
1999-01-10 | 6:00 | 47.12 | 0 | 0 | 0 | 0 | 0 | 0 | 0 | 0 | 0 | 0 | 0 | 0 | 0
1999-01-10 | 7:00 | 48.92 | 2.0737 | 0.0020737 | 223126.809 | 223.1268 | 223.1268 | 0 | 60.3045 | 0 | 152.5705 | -152.5684 | 0 | 0 | 0
1999-01-10 | 8:00 | 48.92 | 7.5888 | 0.0075888 | 108144.1524 | 108.1442 | 108.1442 | 0 | 30.8983 | 0 | 78.1728 | -78.1652 | 0 | 0 | 0
1999-01-10 | 9:00 | 55.94 | 12082.3826 | 12.0824 | 51491.8719 | 51.4919 | 51.4919 | 0 | 14.712 | 0 | 37.2213 | -25.1389 | 0 | 0 | 0
1999-01-10 | 10:00 | 61.34 | 127531.4611 | 127.5315 | 4568.8785 | 4.5689 | 4.5689 | 0 | 1.3054 | 0 | 3.3026 | 124.2288 | 124.2288 | 0 | 0
1999-01-10 | 11:00 | 66.38 | 267486.1457 | 267.4861 | 4499.5887 | 4.4996 | 4.4996 | 0 | 1.2856 | 0 | 3.2526 | 264.2336 | 264.2336 | 0 | 0
1999-01-10 | 12:00 | 70.16 | 390453.0045 | 390.453 | 3256.5633 | 3.2566 | 3.2566 | 0 | 0.93045 | 0 | 2.354 | 388.099 | 388.099 | 0 | 0
1999-01-10 | 13:00 | 71.96 | 458844.9828 | 458.845 | 3322.9227 | 3.3229 | 3.3229 | 0 | 0.94941 | 0 | 2.402 | 456.443 | 456.443 | 0 | 0
1999-01-10 | 14:00 | 73.58 | 571866.9758 | 571.867 | 2247.2947 | 2.2473 | 2.2473 | 0 | 0.64208 | 0 | 1.6245 | 570.2425 | 570.2425 | 0 | 0
1999-01-10 | 15:00 | 75.38 | 678777.3469 | 678.7773 | 1937.8941 | 1.9379 | 1.9379 | 0 | 0.55368 | 0 | 1.4008 | 677.3765 | 677.3765 | 0 | 0
1999-01-10 | 16:00 | 73.4 | 666260.3512 | 666.2604 | 1415.7444 | 1.4157 | 1.4157 | 0 | 0.4045 | 0 | 1.0234 | 665.237 | 665.237 | 0 | 0
1999-01-10 | 17:00 | 71.6 | 572681.0046 | 572.681 | 677.5291 | 0.67753 | 0.67753 | 0 | 0.19358 | 0 | 0.48976 | 572.1912 | 572.1912 | 0 | 0
1999-01-10 | 18:00 | 66.2 | 329555.3939 | 329.5554 | 1948.1777 | 1.9482 | 1.9482 | 0 | 0.55662 | 0 | 1.4083 | 328.1471 | 328.1471 | 0 | 0
1999-01-10 | 19:00 | 66.2 | 276626.8329 | 276.6268 | 2258.2053 | 2.2582 | 2.2582 | 0 | 0.6452 | 0 | 1.6324 | 274.9945 | 274.9945 | 0 | 0
1999-01-10 | 20:00 | 57.2 | 159372.0268 | 159.372 | 6841.3171 | 6.8413 | 6.8413 | 0 | 1.9547 | 0 | 4.9453 | 154.4267 | 154.4267 | 0 | 0
1999-01-10 | 21:00 | 57.2 | 61792.1963 | 61.7922 | 16176.3861 | 16.1764 | 16.1764 | 0 | 4.6218 | 0 | 11.6932 | 50.099 | 50.099 | 0 | 0
1999-01-10 | 22:00 | 59 | 69296.9225 | 69.2969 | 27414.714 | 27.4147 | 27.4147 | 0 | 7.8328 | 0 | 19.8169 | 49.48 | 49.48 | 0 | 0
1999-01-10 | 23:00 | 57.2 | 0 | 0 | 0 | 0 | 0 | 0 | 0 | 0 | 0 | 0 | 0 | 0 | 0
1999-01-10 | 24:00 | 51.8 | 0 | 0 | 0 | 0 | 0 | 0 | 0 | 0 | 0 | 0 | 0 | 0 | 0
1999-01-11 | 1:00 | 50.72 | 0 | 0 | 0 | 0 | 0 | 0 | 0 | 0 | 0 | 0 | 0 | 0 | 0
1999-01-11 | 2:00 | 49.82 | 0 | 0 | 0 | 0 | 0 | 0 | 0 | 0 | 0 | 0 | 0 | 0 | 0
1999-01-11 | 3:00 | 49.1 | 0 | 0 | 0 | 0 | 0 | 0 | 0 | 0 | 0 | 0 | 0 | 0 | 0
1999-01-11 | 4:00 | 48.2 | 0 | 0 | 0 | 0 | 0 | 0 | 0 | 0 | 0 | 0 | 0 | 0 | 0
1999-01-11 | 5:00 | 51.8 | 0 | 0 | 0 | 0 | 0 | 0 | 0 | 0 | 0 | 0 | 0 | 0 | 0
1999-01-11 | 6:00 | 48.2 | 0 | 0 | 0 | 0 | 0 | 0 | 0 | 0 | 0 | 0 | 0 | 0 | 0
1999-01-11 | 7:00 | 46.4 | 2.745 | 0.002745 | 241022.9016 | 241.0229 | 241.0229 | 0 | 65.1413 | 0 | 164.8076 | -164.8048 | 0 | 0 | 0
1999-01-11 | 8:00 | 44.6 | 11.0892 | 0.011089 | 159205.6534 | 159.2057 | 159.2057 | 0 | 43.0286 | 0 | 108.8622 | -108.8512 | 0 | 0 | 0
1999-01-11 | 9:00 | 57.2 | 19670.341 | 19.6703 | 103960.5771 | 103.9606 | 103.9606 | 0 | 29.703 | 0 | 75.1486 | -55.4783 | 0 | 0 | 0
1999-01-11 | 10:00 | 62.6 | 173343.55 | 173.3436 | 4386.5229 | 4.3865 | 4.3865 | 0 | 1.2533 | 0 | 3.1708 | 170.1727 | 170.1727 | 0 | 0
1999-01-11 | 11:00 | 68 | 359354.2205 | 359.3542 | 3235.2244 | 3.2352 | 3.2352 | 0 | 0.92435 | 0 | 2.3386 | 357.0156 | 357.0156 | 0 | 0
1999-01-11 | 12:00 | 69.8 | 471650.1017 | 471.6501 | 2911.4942 | 2.9115 | 2.9115 | 0 | 0.83186 | 0 | 2.1046 | 469.5455 | 469.5455 | 0 | 0
1999-01-11 | 13:00 | 71.6 | 517719.9288 | 517.7199 | 2916.5516 | 2.9166 | 2.9166 | 0 | 0.8333 | 0 | 2.1083 | 515.6117 | 515.6117 | 0 | 0
1999-01-11 | 14:00 | 71.6 | 577139.8499 | 577.1398 | 1809.4416 | 1.8094 | 1.8094 | 0 | 0.51698 | 0 | 1.308 | 575.8319 | 575.8319 | 0 | 0
1999-01-11 | 15:00 | 71.6 | 596032.6337 | 596.0326 | 1990.6459 | 1.9906 | 1.9906 | 0 | 0.56876 | 0 | 1.439 | 594.5937 | 594.5937 | 0 | 0
1999-01-11 | 16:00 | 71.6 | 584175.4967 | 584.1755 | 1564.6383 | 1.5646 | 1.5646 | 0 | 0.44704 | 0 | 1.131 | 583.0445 | 583.0445 | 0 | 0
1999-01-11 | 17:00 | 66.2 | 451590.1804 | 451.5902 | 688.086 | 0.68809 | 0.68809 | 0 | 0.1966 | 0 | 0.49739 | 451.0928 | 451.0928 | 0 | 0
1999-01-11 | 18:00 | 62.6 | 230632.746 | 230.6327 | 1870.4861 | 1.8705 | 1.8705 | 0 | 0.53442 | 0 | 1.3521 | 229.2807 | 229.2807 | 0 | 0
1999-01-11 | 19:00 | 57.2 | 124516.7103 | 124.5167 | 2185.7091 | 2.1857 | 2.1857 | 0 | 0.62449 | 0 | 1.58 | 122.9368 | 122.9368 | 0 | 0
1999-01-11 | 20:00 | 53.6 | 23882.7896 | 23.8828 | 9295.8386 | 9.2958 | 9.2958 | 0 | 2.656 | 0 | 6.7196 | 17.1632 | 17.1632 | 0 | 0
1999-01-11 | 21:00 | 53.6 | 7.8739 | 0.0078739 | 25778.3794 | 25.7784 | 25.7784 | 0 | 7.3653 | 0 | 18.6341 | -18.6262 | 0 | 0 | 0
1999-01-11 | 22:00 | 50 | 0 | 0 | 61883.8233 | 61.8838 | 61.8838 | 0 | 17.6811 | 0 | 44.7332 | -44.7332 | 0 | 0 | 0
1999-01-11 | 23:00 | 46.4 | 0 | 0 | 0 | 0 | 0 | 0 | 0 | 0 | 0 | 0 | 0 | 0 | 0
1999-01-11 | 24:00 | 46.4 | 0 | 0 | 0 | 0 | 0 | 0 | 0 | 0 | 0 | 0 | 0 | 0 | 0
1999-01-12 | 1:00 | 46.4 | 0 | 0 | 0 | 0 | 0 | 0 | 0 | 0 | 0 | 0 | 0 | 0 | 0
1999-01-12 | 2:00 | 42.8 | 0 | 0 | 0 | 0 | 0 | 0 | 0 | 0 | 0 | 0 | 0 | 0 | 0
1999-01-12 | 3:00 | 41 | 0 | 0 | 0 | 0 | 0 | 0 | 0 | 0 | 0 | 0 | 0 | 0 | 0
1999-01-12 | 4:00 | 37.4 | 0 | 0 | 0 | 0 | 0 | 0 | 0 | 0 | 0 | 0 | 0 | 37.4 | 0
1999-01-12 | 5:00 | 37.4 | 0 | 0 | 0 | 0 | 0 | 0 | 0 | 0 | 0 | 0 | 0 | 37.4 | 0
1999-01-12 | 6:00 | 39.2 | 0 | 0 | 0 | 0 | 0 | 0 | 0 | 0 | 0 | 0 | 0 | 39.2 | 0
1999-01-12 | 7:00 | 37.4 | 0 | 0 | 372694.1423 | 372.6941 | 0 | 372.6941 | 0 | 372.6941 | 0 | 0 | 0 | 37.4 | 372.6941
1999-01-12 | 8:00 | 39.2 | 2.6583 | 0.0026583 | 248740.3547 | 248.7404 | 0 | 248.7404 | 0 | 248.7404 | 0 | 0.0026583 | 0.0026583 | 39.2 | 0
1999-01-12 | 9:00 | 46.4 | 8.7359 | 0.0087359 | 401159.3318 | 401.1593 | 401.1593 | 0 | 108.4214 | 0 | 274.3062 | -274.2975 | 0 | 0 | 0
1999-01-12 | 10:00 | 51.8 | 15.5013 | 0.015501 | 148097.7901 | 148.0978 | 148.0978 | 0 | 40.0264 | 0 | 101.2669 | -101.2514 | 0 | 0 | 0
1999-01-12 | 11:00 | 56.12 | 20676.8734 | 20.6769 | 14683.3616 | 14.6834 | 14.6834 | 0 | 4.1952 | 0 | 10.614 | 10.0629 | 10.0629 | 0 | 0
1999-01-12 | 12:00 | 59 | 104859.8957 | 104.8599 | 6030.9622 | 6.031 | 6.031 | 0 | 1.7231 | 0 | 4.3595 | 100.5004 | 100.5004 | 0 | 0
1999-01-12 | 13:00 | 60.8 | 163267.6975 | 163.2677 | 6166.2158 | 6.1662 | 6.1662 | 0 | 1.7618 | 0 | 4.4573 | 158.8104 | 158.8104 | 0 | 0
1999-01-12 | 14:00 | 62.6 | 218340.5534 | 218.3406 | 4608.2976 | 4.6083 | 4.6083 | 0 | 1.3167 | 0 | 3.3311 | 215.0094 | 215.0094 | 0 | 0
1999-01-12 | 15:00 | 62.6 | 248326.7817 | 248.3268 | 4043.9293 | 4.0439 | 4.0439 | 0 | 1.1554 | 0 | 2.9232 | 245.4036 | 245.4036 | 0 | 0
1999-01-12 | 16:00 | 62.6 | 255388.9739 | 255.389 | 3363.8424 | 3.3638 | 3.3638 | 0 | 0.9611 | 0 | 2.4316 | 252.9574 | 252.9574 | 0 | 0
1999-01-12 | 17:00 | 60.8 | 211154.6099 | 211.1546 | 1308.7798 | 1.3088 | 1.3088 | 0 | 0.37394 | 0 | 0.94606 | 210.2085 | 210.2085 | 0 | 0
1999-01-12 | 18:00 | 57.2 | 115382.7657 | 115.3828 | 2171.2953 | 2.1713 | 2.1713 | 0 | 0.62037 | 0 | 1.5695 | 113.8132 | 113.8132 | 0 | 0
1999-01-12 | 19:00 | 51.8 | 13344.1576 | 13.3442 | 14095.7396 | 14.0957 | 14.0957 | 0 | 4.0274 | 0 | 10.1892 | 3.155 | 3.155 | 0 | 0
1999-01-12 | 20:00 | 48.2 | 5.026 | 0.005026 | 132131.3869 | 132.1314 | 132.1314 | 0 | 35.7112 | 0 | 90.3493 | -90.3443 | 0 | 0 | 0
1999-01-12 | 21:00 | 48.2 | 1.7061 | 0.0017061 | 91100.0808 | 91.1001 | 91.1001 | 0 | 26.0286 | 0 | 65.8523 | -65.8506 | 0 | 0 | 0
1999-01-12 | 22:00 | 44.6 | 4.1023 | 0.0041023 | 128510.2486 | 128.5102 | 128.5102 | 0 | 34.7325 | 0 | 87.8732 | -87.8691 | 0 | 0 | 0
1999-01-12 | 23:00 | 44.6 | 0 | 0 | 0 | 0 | 0 | 0 | 0 | 0 | 0 | 0 | 0 | 0 | 0
1999-01-12 | 24:00 | 44.6 | 0 | 0 | 0 | 0 | 0 | 0 | 0 | 0 | 0 | 0 | 0 | 0 | 0
1999-01-13 | 1:00 | 39.2 | 0 | 0 | 0 | 0 | 0 | 0 | 0 | 0 | 0 | 0 | 0 | 39.2 | 0
1999-01-13 | 2:00 | 39.2 | 0 | 0 | 0 | 0 | 0 | 0 | 0 | 0 | 0 | 0 | 0 | 39.2 | 0
1999-01-13 | 3:00 | 38.3 | 0 | 0 | 0 | 0 | 0 | 0 | 0 | 0 | 0 | 0 | 0 | 38.3 | 0
1999-01-13 | 4:00 | 37.4 | 0 | 0 | 0 | 0 | 0 | 0 | 0 | 0 | 0 | 0 | 0 | 37.4 | 0
1999-01-13 | 5:00 | 39.2 | 0 | 0 | 0 | 0 | 0 | 0 | 0 | 0 | 0 | 0 | 0 | 39.2 | 0
1999-01-13 | 6:00 | 37.4 | 0 | 0 | 0 | 0 | 0 | 0 | 0 | 0 | 0 | 0 | 0 | 37.4 | 0
1999-01-13 | 7:00 | 37.4 | 0 | 0 | 379826.1677 | 379.8262 | 0 | 379.8262 | 0 | 379.8262 | 0 | 0 | 0 | 37.4 | 379.8262
1999-01-13 | 8:00 | 39.2 | 6.4619 | 0.0064619 | 260491.4511 | 260.4915 | 0 | 260.4915 | 0 | 260.4915 | 0 | 0.0064619 | 0.0064619 | 39.2 | 0
1999-01-13 | 9:00 | 44.6 | 1.461 | 0.001461 | 433295.5513 | 433.2956 | 433.2956 | 0 | 117.1069 | 0 | 296.2805 | -296.279 | 0 | 0 | 0
1999-01-13 | 10:00 | 51.8 | 16.0051 | 0.016005 | 185893.748 | 185.8937 | 185.8937 | 0 | 50.2416 | 0 | 127.1111 | -127.0951 | 0 | 0 | 0
1999-01-13 | 11:00 | 59 | 60324.7424 | 60.3247 | 12782.2208 | 12.7822 | 12.7822 | 0 | 3.6521 | 0 | 9.2397 | 51.085 | 51.085 | 0 | 0
1999-01-13 | 12:00 | 62.6 | 210080.6313 | 210.0806 | 7336.5651 | 7.3366 | 7.3366 | 0 | 2.0962 | 0 | 5.3033 | 204.7773 | 204.7773 | 0 | 0
1999-01-13 | 13:00 | 64.4 | 290098.2846 | 290.0983 | 6779.1918 | 6.7792 | 6.7792 | 0 | 1.9369 | 0 | 4.9004 | 285.1979 | 285.1979 | 0 | 0
1999-01-13 | 14:00 | 68 | 392557.5402 | 392.5575 | 4646.1985 | 4.6462 | 4.6462 | 0 | 1.3275 | 0 | 3.3585 | 389.199 | 389.199 | 0 | 0
1999-01-13 | 15:00 | 66.2 | 465128.3224 | 465.1283 | 3945.9516 | 3.946 | 3.946 | 0 | 1.1274 | 0 | 2.8524 | 462.276 | 462.276 | 0 | 0
1999-01-13 | 16:00 | 64.4 | 389737.8227 | 389.7378 | 3040.3917 | 3.0404 | 3.0404 | 0 | 0.86868 | 0 | 2.1978 | 387.5401 | 387.5401 | 0 | 0
1999-01-13 | 17:00 | 62.6 | 304232.5321 | 304.2325 | 1266.532 | 1.2665 | 1.2665 | 0 | 0.36187 | 0 | 0.91552 | 303.317 | 303.317 | 0 | 0
1999-01-13 | 18:00 | 53.6 | 78446.8254 | 78.4468 | 3595.714 | 3.5957 | 3.5957 | 0 | 1.0273 | 0 | 2.5992 | 75.8476 | 75.8476 | 0 | 0
1999-01-13 | 19:00 | 50 | 5.0666 | 0.0050666 | 54205.7906 | 54.2058 | 54.2058 | 0 | 15.4874 | 0 | 39.183 | -39.178 | 0 | 0 | 0
1999-01-13 | 20:00 | 46.4 | 7.9814 | 0.0079814 | 189144.0803 | 189.1441 | 189.1441 | 0 | 51.12 | 0 | 129.3337 | -129.3257 | 0 | 0 | 0
1999-01-13 | 21:00 | 48.2 | 0 | 0 | 108591.4349 | 108.5914 | 108.5914 | 0 | 31.0261 | 0 | 78.4961 | -78.4961 | 0 | 0 | 0
1999-01-13 | 22:00 | 48.2 | 1.4016 | 0.0014016 | 105168.6992 | 105.1687 | 105.1687 | 0 | 30.0482 | 0 | 76.0219 | -76.0205 | 0 | 0 | 0
1999-01-13 | 23:00 | 44.6 | 0 | 0 | 0 | 0 | 0 | 0 | 0 | 0 | 0 | 0 | 0 | 0 | 0
1999-01-13 | 24:00 | 44.6 | 0 | 0 | 0 | 0 | 0 | 0 | 0 | 0 | 0 | 0 | 0 | 0 | 0
1999-01-14 | 1:00 | 44.6 | 0 | 0 | 0 | 0 | 0 | 0 | 0 | 0 | 0 | 0 | 0 | 0 | 0
1999-01-14 | 2:00 | 42.8 | 0 | 0 | 0 | 0 | 0 | 0 | 0 | 0 | 0 | 0 | 0 | 0 | 0
1999-01-14 | 3:00 | 44.6 | 0 | 0 | 0 | 0 | 0 | 0 | 0 | 0 | 0 | 0 | 0 | 0 | 0
1999-01-14 | 4:00 | 44.6 | 0 | 0 | 0 | 0 | 0 | 0 | 0 | 0 | 0 | 0 | 0 | 0 | 0
1999-01-14 | 5:00 | 41 | 0 | 0 | 0 | 0 | 0 | 0 | 0 | 0 | 0 | 0 | 0 | 0 | 0
1999-01-14 | 6:00 | 46.4 | 0 | 0 | 0 | 0 | 0 | 0 | 0 | 0 | 0 | 0 | 0 | 0 | 0
1999-01-14 | 7:00 | 48.2 | 2.8815 | 0.0028815 | 270807.325 | 270.8073 | 270.8073 | 0 | 73.1912 | 0 | 185.1737 | -185.1708 | 0 | 0 | 0
1999-01-14 | 8:00 | 48.2 | 2.0829 | 0.0020829 | 186053.0929 | 186.0531 | 186.0531 | 0 | 50.2846 | 0 | 127.2201 | -127.218 | 0 | 0 | 0
1999-01-14 | 9:00 | 64.4 | 65820.9105 | 65.8209 | 62102.5486 | 62.1025 | 62.1025 | 0 | 17.7436 | 0 | 44.8913 | 20.9296 | 20.9296 | 0 | 0
1999-01-14 | 10:00 | 73.4 | 364437.6973 | 364.4377 | 23233.3104 | 23.2333 | 23.2333 | 0 | 6.6381 | 0 | 16.7944 | 347.6433 | 347.6433 | 0 | 0
1999-01-14 | 11:00 | 75.2 | 535498.4265 | 535.4984 | 18369.631 | 18.3696 | 18.3696 | 0 | 5.2485 | 0 | 13.2786 | 522.2198 | 522.2198 | 0 | 0
1999-01-14 | 12:00 | 78.8 | 625790.9983 | 625.791 | 18164.4165 | 18.1644 | 18.1644 | 0 | 5.1898 | 0 | 13.1303 | 612.6607 | 612.6607 | 0 | 0
1999-01-14 | 13:00 | 80.6 | 697674.8329 | 697.6748 | 18436.7041 | 18.4367 | 18.4367 | 0 | 5.2676 | 0 | 13.3271 | 684.3477 | 684.3477 | 0 | 0
1999-01-14 | 14:00 | 80.6 | 732235.162 | 732.2352 | 10541.1759 | 10.5412 | 10.5412 | 0 | 3.0118 | 0 | 7.6198 | 724.6154 | 724.6154 | 0 | 0
1999-01-14 | 15:00 | 80.6 | 735725.3561 | 735.7254 | 7449.2121 | 7.4492 | 7.4492 | 0 | 2.1283 | 0 | 5.3847 | 730.3406 | 730.3406 | 0 | 0
1999-01-14 | 16:00 | 78.8 | 665102.8244 | 665.1028 | 6525.0857 | 6.5251 | 6.5251 | 0 | 1.8643 | 0 | 4.7167 | 660.3861 | 660.3861 | 0 | 0
1999-01-14 | 17:00 | 71.6 | 435403.0509 | 435.4031 | 15905.8064 | 15.9058 | 15.9058 | 0 | 4.5445 | 0 | 11.4976 | 423.9054 | 423.9054 | 0 | 0
1999-01-14 | 18:00 | 62.6 | 215724.4757 | 215.7245 | 49818.1043 | 49.8181 | 49.8181 | 0 | 14.2337 | 0 | 36.0114 | 179.7131 | 179.7131 | 0 | 0
1999-01-14 | 19:00 | 60.8 | 118288.1389 | 118.2881 | 8250.9907 | 8.251 | 8.251 | 0 | 2.3574 | 0 | 5.9643 | 112.3239 | 112.3239 | 0 | 0
1999-01-14 | 20:00 | 57.2 | 72263.5186 | 72.2635 | 31187.6075 | 31.1876 | 31.1876 | 0 | 8.9107 | 0 | 22.5442 | 49.7193 | 49.7193 | 0 | 0
1999-01-14 | 21:00 | 55.4 | 29378.0049 | 29.378 | 39839.8694 | 39.8399 | 39.8399 | 0 | 11.3828 | 0 | 28.7985 | 0.57947 | 0.57947 | 0 | 0
1999-01-14 | 22:00 | 48.2 | 0 | 0 | 83539.2055 | 83.5392 | 83.5392 | 0 | 23.8683 | 0 | 60.3869 | -60.3869 | 0 | 0 | 0
1999-01-14 | 23:00 | 46.76 | 0 | 0 | 0 | 0 | 0 | 0 | 0 | 0 | 0 | 0 | 0 | 0 | 0
1999-01-14 | 24:00 | 45.68 | 0 | 0 | 0 | 0 | 0 | 0 | 0 | 0 | 0 | 0 | 0 | 0 | 0
1999-01-15 | 1:00 | 44.6 | 0 | 0 | 0 | 0 | 0 | 0 | 0 | 0 | 0 | 0 | 0 | 0 | 0
1999-01-15 | 2:00 | 46.4 | 0 | 0 | 0 | 0 | 0 | 0 | 0 | 0 | 0 | 0 | 0 | 0 | 0
1999-01-15 | 3:00 | 42.8 | 0 | 0 | 0 | 0 | 0 | 0 | 0 | 0 | 0 | 0 | 0 | 0 | 0
1999-01-15 | 4:00 | 39.2 | 0 | 0 | 0 | 0 | 0 | 0 | 0 | 0 | 0 | 0 | 0 | 39.2 | 0
1999-01-15 | 5:00 | 44.6 | 0 | 0 | 0 | 0 | 0 | 0 | 0 | 0 | 0 | 0 | 0 | 0 | 0
1999-01-15 | 6:00 | 41 | 0 | 0 | 0 | 0 | 0 | 0 | 0 | 0 | 0 | 0 | 0 | 0 | 0
1999-01-15 | 7:00 | 42.8 | 0 | 0 | 241371.0773 | 241.3711 | 241.3711 | 0 | 65.2354 | 0 | 165.0456 | -165.0456 | 0 | 0 | 0
1999-01-15 | 8:00 | 46.4 | 2.3829 | 0.0023829 | 171515.1069 | 171.5151 | 171.5151 | 0 | 46.3554 | 0 | 117.2792 | -117.2769 | 0 | 0 | 0
1999-01-15 | 9:00 | 51.8 | 0.86996 | 0.00086996 | 101412.8546 | 101.4129 | 101.4129 | 0 | 28.9751 | 0 | 73.307 | -73.3061 | 0 | 0 | 0
1999-01-15 | 10:00 | 60.8 | 43328.8555 | 43.3289 | 47720.0494 | 47.72 | 47.72 | 0 | 13.6343 | 0 | 34.4948 | 8.8341 | 8.8341 | 0 | 0
1999-01-15 | 11:00 | 66.2 | 152823.9056 | 152.8239 | 22987.664 | 22.9877 | 22.9877 | 0 | 6.5679 | 0 | 16.6168 | 136.2071 | 136.2071 | 0 | 0
1999-01-15 | 12:00 | 71.6 | 264631.4025 | 264.6314 | 19545.4395 | 19.5454 | 19.5454 | 0 | 5.5844 | 0 | 14.1286 | 250.5028 | 250.5028 | 0 | 0
1999-01-15 | 13:00 | 73.4 | 339201.2603 | 339.2013 | 34922.4665 | 34.9225 | 34.9225 | 0 | 9.9778 | 0 | 25.244 | 313.9573 | 313.9573 | 0 | 0
1999-01-15 | 14:00 | 73.4 | 357842.1742 | 357.8422 | 29159.0982 | 29.1591 | 29.1591 | 0 | 8.3312 | 0 | 21.0779 | 336.7643 | 336.7643 | 0 | 0
1999-01-15 | 15:00 | 73.4 | 354012.5308 | 354.0125 | 17384.0663 | 17.3841 | 17.3841 | 0 | 4.9669 | 0 | 12.5662 | 341.4463 | 341.4463 | 0 | 0
1999-01-15 | 16:00 | 71.6 | 329718.0958 | 329.7181 | 14499.1938 | 14.4992 | 14.4992 | 0 | 4.1426 | 0 | 10.4808 | 319.2372 | 319.2372 | 0 | 0
1999-01-15 | 17:00 | 69.8 | 291679.7111 | 291.6797 | 30315.7132 | 30.3157 | 30.3157 | 0 | 8.6616 | 0 | 21.9139 | 269.7658 | 269.7658 | 0 | 0
1999-01-15 | 18:00 | 60.8 | 176178.0001 | 176.178 | 38042.4972 | 38.0425 | 38.0425 | 0 | 10.8693 | 0 | 27.4993 | 148.6787 | 148.6787 | 0 | 0
1999-01-15 | 19:00 | 59 | 89553.8463 | 89.5538 | 43875.2528 | 43.8753 | 43.8753 | 0 | 12.5358 | 0 | 31.7155 | 57.8383 | 57.8383 | 0 | 0
1999-01-15 | 20:00 | 53.6 | 26992.7135 | 26.9927 | 54905.756 | 54.9058 | 54.9058 | 0 | 15.6874 | 0 | 39.689 | -12.6963 | 0 | 0 | 0
1999-01-15 | 21:00 | 53.6 | 0 | 0 | 71169.1338 | 71.1691 | 71.1691 | 0 | 20.334 | 0 | 51.4451 | -51.4451 | 0 | 0 | 0
1999-01-15 | 22:00 | 51.8 | 0 | 0 | 89161.0608 | 89.1611 | 89.1611 | 0 | 25.4746 | 0 | 64.4507 | -64.4507 | 0 | 0 | 0
1999-01-15 | 23:00 | 48.2 | 0 | 0 | 0 | 0 | 0 | 0 | 0 | 0 | 0 | 0 | 0 | 0 | 0
1999-01-15 | 24:00 | 46.4 | 0 | 0 | 0 | 0 | 0 | 0 | 0 | 0 | 0 | 0 | 0 | 0 | 0
1999-01-16 | 1:00 | 46.4 | 0 | 0 | 0 | 0 | 0 | 0 | 0 | 0 | 0 | 0 | 0 | 0 | 0
1999-01-16 | 2:00 | 48.2 | 0 | 0 | 0 | 0 | 0 | 0 | 0 | 0 | 0 | 0 | 0 | 0 | 0
1999-01-16 | 3:00 | 46.4 | 0 | 0 | 0 | 0 | 0 | 0 | 0 | 0 | 0 | 0 | 0 | 0 | 0
1999-01-16 | 4:00 | 44.6 | 0 | 0 | 0 | 0 | 0 | 0 | 0 | 0 | 0 | 0 | 0 | 0 | 0
1999-01-16 | 5:00 | 41 | 0 | 0 | 0 | 0 | 0 | 0 | 0 | 0 | 0 | 0 | 0 | 0 | 0
1999-01-16 | 6:00 | 42.8 | 0 | 0 | 0 | 0 | 0 | 0 | 0 | 0 | 0 | 0 | 0 | 0 | 0
1999-01-16 | 7:00 | 44.6 | 1.9142 | 0.0019142 | 364184.9906 | 364.185 | 364.185 | 0 | 98.4284 | 0 | 249.0238 | -249.0219 | 0 | 0 | 0
1999-01-16 | 8:00 | 44.6 | 10.55 | 0.01055 | 218292.6542 | 218.2927 | 218.2927 | 0 | 58.998 | 0 | 149.265 | -149.2544 | 0 | 0 | 0
1999-01-16 | 9:00 | 51.8 | 11.2049 | 0.011205 | 209688.0053 | 209.688 | 209.688 | 0 | 56.6724 | 0 | 143.3813 | -143.3701 | 0 | 0 | 0
1999-01-16 | 10:00 | 57.2 | 32000.6389 | 32.0006 | 20459.6642 | 20.4597 | 20.4597 | 0 | 5.8456 | 0 | 14.7894 | 17.2112 | 17.2112 | 0 | 0
1999-01-16 | 11:00 | 62.6 | 167851.9609 | 167.852 | 11272.2505 | 11.2723 | 11.2723 | 0 | 3.2206 | 0 | 8.1482 | 159.7037 | 159.7037 | 0 | 0
1999-01-16 | 12:00 | 66.2 | 308697.2496 | 308.6972 | 9019.9765 | 9.02 | 9.02 | 0 | 2.5771 | 0 | 6.5202 | 302.1771 | 302.1771 | 0 | 0
1999-01-16 | 13:00 | 66.2 | 373515.9465 | 373.5159 | 7960.1577 | 7.9602 | 7.9602 | 0 | 2.2743 | 0 | 5.7541 | 367.7619 | 367.7619 | 0 | 0
1999-01-16 | 14:00 | 64.4 | 361916.5594 | 361.9166 | 5738.6384 | 5.7386 | 5.7386 | 0 | 1.6396 | 0 | 4.1482 | 357.7683 | 357.7683 | 0 | 0
1999-01-16 | 15:00 | 64.4 | 371159.082 | 371.1591 | 4681.8321 | 4.6818 | 4.6818 | 0 | 1.3377 | 0 | 3.3843 | 367.7748 | 367.7748 | 0 | 0
1999-01-16 | 16:00 | 64.4 | 364621.5584 | 364.6216 | 3632.2407 | 3.6322 | 3.6322 | 0 | 1.0378 | 0 | 2.6256 | 361.996 | 361.996 | 0 | 0
1999-01-16 | 17:00 | 60.8 | 279612.4593 | 279.6125 | 1565.4403 | 1.5654 | 1.5654 | 0 | 0.44727 | 0 | 1.1316 | 278.4809 | 278.4809 | 0 | 0
1999-01-16 | 18:00 | 57.2 | 112993.5838 | 112.9936 | 2500.1138 | 2.5001 | 2.5001 | 0 | 0.71432 | 0 | 1.8072 | 111.1864 | 111.1864 | 0 | 0
1999-01-16 | 19:00 | 55.4 | 56091.5729 | 56.0916 | 3166.7742 | 3.1668 | 3.1668 | 0 | 0.90479 | 0 | 2.2891 | 53.8024 | 53.8024 | 0 | 0
1999-01-16 | 20:00 | 51.8 | 2438.4413 | 2.4384 | 33051.4865 | 33.0515 | 33.0515 | 0 | 9.4433 | 0 | 23.8915 | -21.4531 | 0 | 0 | 0
1999-01-16 | 21:00 | 51.8 | 3.9823 | 0.0039823 | 52646.3727 | 52.6464 | 52.6464 | 0 | 15.0418 | 0 | 38.0558 | -38.0518 | 0 | 0 | 0
1999-01-16 | 22:00 | 51.8 | 1.7757 | 0.0017757 | 68261.2423 | 68.2612 | 68.2612 | 0 | 19.5032 | 0 | 49.3431 | -49.3414 | 0 | 0 | 0
1999-01-16 | 23:00 | 50 | 0 | 0 | 0 | 0 | 0 | 0 | 0 | 0 | 0 | 0 | 0 | 0 | 0
1999-01-16 | 24:00 | 46.4 | 0 | 0 | 0 | 0 | 0 | 0 | 0 | 0 | 0 | 0 | 0 | 0 | 0
1999-01-17 | 1:00 | 51.8 | 0 | 0 | 0 | 0 | 0 | 0 | 0 | 0 | 0 | 0 | 0 | 0 | 0
1999-01-17 | 2:00 | 51.8 | 0 | 0 | 0 | 0 | 0 | 0 | 0 | 0 | 0 | 0 | 0 | 0 | 0
1999-01-17 | 3:00 | 51.8 | 0 | 0 | 0 | 0 | 0 | 0 | 0 | 0 | 0 | 0 | 0 | 0 | 0
1999-01-17 | 4:00 | 51.8 | 0 | 0 | 0 | 0 | 0 | 0 | 0 | 0 | 0 | 0 | 0 | 0 | 0
1999-01-17 | 5:00 | 51.8 | 0 | 0 | 0 | 0 | 0 | 0 | 0 | 0 | 0 | 0 | 0 | 0 | 0
1999-01-17 | 6:00 | 51.8 | 0 | 0 | 0 | 0 | 0 | 0 | 0 | 0 | 0 | 0 | 0 | 0 | 0
1999-01-17 | 7:00 | 51.8 | 6.6868 | 0.0066868 | 199490.5575 | 199.4906 | 199.4906 | 0 | 53.9164 | 0 | 136.4084 | -136.4017 | 0 | 0 | 0
1999-01-17 | 8:00 | 51.8 | 0.92186 | 0.00092186 | 89033.1479 | 89.0331 | 89.0331 | 0 | 25.438 | 0 | 64.3582 | -64.3573 | 0 | 0 | 0
1999-01-17 | 9:00 | 53.6 | 342.9049 | 0.3429 | 44026.6065 | 44.0266 | 44.0266 | 0 | 12.579 | 0 | 31.8249 | -31.482 | 0 | 0 | 0
1999-01-17 | 10:00 | 55.4 | 12275.9199 | 12.2759 | 11930.696 | 11.9307 | 11.9307 | 0 | 3.4088 | 0 | 8.6242 | 3.6517 | 3.6517 | 0 | 0
1999-01-17 | 11:00 | 57.2 | 64481.0726 | 64.4811 | 9446.228 | 9.4462 | 9.4462 | 0 | 2.6989 | 0 | 6.8283 | 57.6528 | 57.6528 | 0 | 0
1999-01-17 | 12:00 | 60.8 | 148559.7831 | 148.5598 | 5479.5346 | 5.4795 | 5.4795 | 0 | 1.5656 | 0 | 3.9609 | 144.5989 | 144.5989 | 0 | 0
1999-01-17 | 13:00 | 60.8 | 185782.0574 | 185.7821 | 5683.126 | 5.6831 | 5.6831 | 0 | 1.6238 | 0 | 4.1081 | 181.674 | 181.674 | 0 | 0
1999-01-17 | 14:00 | 62.6 | 247315.6341 | 247.3156 | 4788.8598 | 4.7889 | 4.7889 | 0 | 1.3682 | 0 | 3.4617 | 243.854 | 243.854 | 0 | 0
1999-01-17 | 15:00 | 62.6 | 296524.5763 | 296.5246 | 4235.3834 | 4.2354 | 4.2354 | 0 | 1.2101 | 0 | 3.0616 | 293.463 | 293.463 | 0 | 0
1999-01-17 | 16:00 | 62.6 | 293347.7321 | 293.3477 | 3477.434 | 3.4774 | 3.4774 | 0 | 0.99355 | 0 | 2.5137 | 290.834 | 290.834 | 0 | 0
1999-01-17 | 17:00 | 60.8 | 239853.611 | 239.8536 | 1134.1248 | 1.1341 | 1.1341 | 0 | 0.32404 | 0 | 0.81981 | 239.0338 | 239.0338 | 0 | 0
1999-01-17 | 18:00 | 57.2 | 100789.4247 | 100.7894 | 2125.0152 | 2.125 | 2.125 | 0 | 0.60715 | 0 | 1.5361 | 99.2533 | 99.2533 | 0 | 0
1999-01-17 | 19:00 | 55.4 | 41460.2739 | 41.4603 | 3396.0828 | 3.3961 | 3.3961 | 0 | 0.97031 | 0 | 2.4549 | 39.0054 | 39.0054 | 0 | 0
1999-01-17 | 20:00 | 51.8 | 2142.0391 | 2.142 | 36192.7767 | 36.1928 | 36.1928 | 0 | 10.3408 | 0 | 26.1622 | -24.0202 | 0 | 0 | 0
1999-01-17 | 21:00 | 50 | 0.96066 | 0.00096066 | 66959.3692 | 66.9594 | 66.9594 | 0 | 19.1312 | 0 | 48.4021 | -48.4011 | 0 | 0 | 0
1999-01-17 | 22:00 | 50 | 4.1608 | 0.0041608 | 86905.3561 | 86.9054 | 86.9054 | 0 | 24.8301 | 0 | 62.8202 | -62.816 | 0 | 0 | 0
1999-01-17 | 23:00 | 46.4 | 0 | 0 | 0 | 0 | 0 | 0 | 0 | 0 | 0 | 0 | 0 | 0 | 0
1999-01-17 | 24:00 | 46.4 | 0 | 0 | 0 | 0 | 0 | 0 | 0 | 0 | 0 | 0 | 0 | 0 | 0
1999-01-18 | 1:00 | 42.8 | 0 | 0 | 0 | 0 | 0 | 0 | 0 | 0 | 0 | 0 | 0 | 0 | 0
1999-01-18 | 2:00 | 46.4 | 0 | 0 | 0 | 0 | 0 | 0 | 0 | 0 | 0 | 0 | 0 | 0 | 0
1999-01-18 | 3:00 | 44.6 | 0 | 0 | 0 | 0 | 0 | 0 | 0 | 0 | 0 | 0 | 0 | 0 | 0
1999-01-18 | 4:00 | 42.8 | 0 | 0 | 0 | 0 | 0 | 0 | 0 | 0 | 0 | 0 | 0 | 0 | 0
1999-01-18 | 5:00 | 42.8 | 0 | 0 | 0 | 0 | 0 | 0 | 0 | 0 | 0 | 0 | 0 | 0 | 0
1999-01-18 | 6:00 | 42.8 | 0 | 0 | 0 | 0 | 0 | 0 | 0 | 0 | 0 | 0 | 0 | 0 | 0
1999-01-18 | 7:00 | 42.8 | 0.5666 | 0.0005666 | 354526.6264 | 354.5266 | 354.5266 | 0 | 95.818 | 0 | 242.4196 | -242.419 | 0 | 0 | 0
1999-01-18 | 8:00 | 44.6 | 2.221 | 0.002221 | 213433.6983 | 213.4337 | 213.4337 | 0 | 57.6848 | 0 | 145.9425 | -145.9403 | 0 | 0 | 0
1999-01-18 | 9:00 | 48.2 | 6.7259 | 0.0067259 | 298133.384 | 298.1334 | 298.1334 | 0 | 80.5766 | 0 | 203.8588 | -203.852 | 0 | 0 | 0
1999-01-18 | 10:00 | 53.6 | 402.3972 | 0.4024 | 98941.2621 | 98.9413 | 98.9413 | 0 | 28.2689 | 0 | 71.5204 | -71.118 | 0 | 0 | 0
1999-01-18 | 11:00 | 57.2 | 43249.4489 | 43.2494 | 10359.1392 | 10.3591 | 10.3591 | 0 | 2.9598 | 0 | 7.4882 | 35.7613 | 35.7613 | 0 | 0
1999-01-18 | 12:00 | 62.6 | 198022.8828 | 198.0229 | 7371.4577 | 7.3715 | 7.3715 | 0 | 2.1061 | 0 | 5.3285 | 192.6944 | 192.6944 | 0 | 0
1999-01-18 | 13:00 | 64.4 | 297277.078 | 297.2771 | 6941.8303 | 6.9418 | 6.9418 | 0 | 1.9834 | 0 | 5.018 | 292.2591 | 292.2591 | 0 | 0
1999-01-18 | 14:00 | 64.4 | 341501.7806 | 341.5018 | 5259.6649 | 5.2597 | 5.2597 | 0 | 1.5028 | 0 | 3.802 | 337.6998 | 337.6998 | 0 | 0
1999-01-18 | 15:00 | 60.8 | 286428.4249 | 286.4284 | 4580.7849 | 4.5808 | 4.5808 | 0 | 1.3088 | 0 | 3.3113 | 283.1172 | 283.1172 | 0 | 0
1999-01-18 | 16:00 | 59 | 196967.8466 | 196.9678 | 3668.1358 | 3.6681 | 3.6681 | 0 | 1.048 | 0 | 2.6515 | 194.3163 | 194.3163 | 0 | 0
1999-01-18 | 17:00 | 57.2 | 130463.89 | 130.4639 | 1291.3448 | 1.2913 | 1.2913 | 0 | 0.36896 | 0 | 0.93346 | 129.5304 | 129.5304 | 0 | 0
1999-01-18 | 18:00 | 57.2 | 68289.4491 | 68.2894 | 3697.4355 | 3.6974 | 3.6974 | 0 | 1.0564 | 0 | 2.6727 | 65.6167 | 65.6167 | 0 | 0
1999-01-18 | 19:00 | 55.4 | 50288.0923 | 50.2881 | 4978.9816 | 4.979 | 4.979 | 0 | 1.4226 | 0 | 3.5991 | 46.689 | 46.689 | 0 | 0
1999-01-18 | 20:00 | 53.6 | 5905.1449 | 5.9051 | 16868.9367 | 16.8689 | 16.8689 | 0 | 4.8197 | 0 | 12.1938 | -6.2887 | 0 | 0 | 0
1999-01-18 | 21:00 | 51.8 | 3.6771 | 0.0036771 | 46277.8972 | 46.2779 | 46.2779 | 0 | 13.2223 | 0 | 33.4523 | -33.4486 | 0 | 0 | 0
1999-01-18 | 22:00 | 51.8 | 0.26627 | 0.00026627 | 67388.068 | 67.3881 | 67.3881 | 0 | 19.2537 | 0 | 48.7119 | -48.7117 | 0 | 0 | 0
1999-01-18 | 23:00 | 53.6 | 0 | 0 | 0 | 0 | 0 | 0 | 0 | 0 | 0 | 0 | 0 | 0 | 0
1999-01-18 | 24:00 | 53.6 | 0 | 0 | 0 | 0 | 0 | 0 | 0 | 0 | 0 | 0 | 0 | 0 | 0
1999-01-19 | 1:00 | 53.6 | 0 | 0 | 0 | 0 | 0 | 0 | 0 | 0 | 0 | 0 | 0 | 0 | 0
1999-01-19 | 2:00 | 53.6 | 0 | 0 | 0 | 0 | 0 | 0 | 0 | 0 | 0 | 0 | 0 | 0 | 0
1999-01-19 | 3:00 | 53.6 | 0 | 0 | 0 | 0 | 0 | 0 | 0 | 0 | 0 | 0 | 0 | 0 | 0
1999-01-19 | 4:00 | 53.6 | 0 | 0 | 0 | 0 | 0 | 0 | 0 | 0 | 0 | 0 | 0 | 0 | 0
1999-01-19 | 5:00 | 53.6 | 0 | 0 | 0 | 0 | 0 | 0 | 0 | 0 | 0 | 0 | 0 | 0 | 0
1999-01-19 | 6:00 | 53.6 | 0 | 0 | 0 | 0 | 0 | 0 | 0 | 0 | 0 | 0 | 0 | 0 | 0
1999-01-19 | 7:00 | 51.8 | 4.3629 | 0.0043629 | 171833.0059 | 171.833 | 171.833 | 0 | 46.4414 | 0 | 117.4966 | -117.4923 | 0 | 0 | 0
1999-01-19 | 8:00 | 51.8 | 1.6083 | 0.0016083 | 90959.7726 | 90.9598 | 90.9598 | 0 | 25.9885 | 0 | 65.7509 | -65.7493 | 0 | 0 | 0
1999-01-19 | 9:00 | 53.6 | 390.9335 | 0.39093 | 48842.5306 | 48.8425 | 48.8425 | 0 | 13.955 | 0 | 35.3062 | -34.9152 | 0 | 0 | 0
1999-01-19 | 10:00 | 53.6 | 2139.5598 | 2.1396 | 21505.9723 | 21.506 | 21.506 | 0 | 6.1446 | 0 | 15.5457 | -13.4062 | 0 | 0 | 0
1999-01-19 | 11:00 | 55.4 | 12645.7475 | 12.6457 | 11067.3087 | 11.0673 | 11.0673 | 0 | 3.1621 | 0 | 8.0001 | 4.6457 | 4.6457 | 0 | 0
1999-01-19 | 12:00 | 55.4 | 27071.4926 | 27.0715 | 6245.7021 | 6.2457 | 6.2457 | 0 | 1.7845 | 0 | 4.5148 | 22.5567 | 22.5567 | 0 | 0
1999-01-19 | 13:00 | 57.2 | 47370.2739 | 47.3703 | 7363.4304 | 7.3634 | 7.3634 | 0 | 2.1038 | 0 | 5.3227 | 42.0476 | 42.0476 | 0 | 0
1999-01-19 | 14:00 | 57.2 | 67584.1909 | 67.5842 | 8521.2188 | 8.5212 | 8.5212 | 0 | 2.4346 | 0 | 6.1596 | 61.4246 | 61.4246 | 0 | 0
1999-01-19 | 15:00 | 57.2 | 80101.0224 | 80.101 | 7143.7008 | 7.1437 | 7.1437 | 0 | 2.0411 | 0 | 5.1639 | 74.9371 | 74.9371 | 0 | 0
1999-01-19 | 16:00 | 57.2 | 81934.246 | 81.9342 | 5087.5583 | 5.0876 | 5.0876 | 0 | 1.4536 | 0 | 3.6776 | 78.2567 | 78.2567 | 0 | 0
1999-01-19 | 17:00 | 57.2 | 88694.3312 | 88.6943 | 1644.8844 | 1.6449 | 1.6449 | 0 | 0.46997 | 0 | 1.189 | 87.5053 | 87.5053 | 0 | 0
1999-01-19 | 18:00 | 57.2 | 59401.7658 | 59.4018 | 3277.941 | 3.2779 | 3.2779 | 0 | 0.93655 | 0 | 2.3695 | 57.0323 | 57.0323 | 0 | 0
1999-01-19 | 19:00 | 55.4 | 40883.6999 | 40.8837 | 4676.0964 | 4.6761 | 4.6761 | 0 | 1.336 | 0 | 3.3801 | 37.5036 | 37.5036 | 0 | 0
1999-01-19 | 20:00 | 55.4 | 24060.919 | 24.0609 | 13010.3629 | 13.0104 | 13.0104 | 0 | 3.7172 | 0 | 9.4046 | 14.6563 | 14.6563 | 0 | 0
1999-01-19 | 21:00 | 55.4 | 19875.7721 | 19.8758 | 22889.7234 | 22.8897 | 22.8897 | 0 | 6.5399 | 0 | 16.546 | 3.3298 | 3.3298 | 0 | 0
1999-01-19 | 22:00 | 55.4 | 16842.9312 | 16.8429 | 36873.4686 | 36.8735 | 36.8735 | 0 | 10.5353 | 0 | 26.6543 | -9.8113 | 0 | 0 | 0
1999-01-19 | 23:00 | 55.4 | 0 | 0 | 0 | 0 | 0 | 0 | 0 | 0 | 0 | 0 | 0 | 0 | 0
1999-01-19 | 24:00 | 55.4 | 0 | 0 | 0 | 0 | 0 | 0 | 0 | 0 | 0 | 0 | 0 | 0 | 0
1999-01-20 | 1:00 | 55.4 | 0 | 0 | 0 | 0 | 0 | 0 | 0 | 0 | 0 | 0 | 0 | 0 | 0
1999-01-20 | 2:00 | 53.6 | 0 | 0 | 0 | 0 | 0 | 0 | 0 | 0 | 0 | 0 | 0 | 0 | 0
1999-01-20 | 3:00 | 53.6 | 0 | 0 | 0 | 0 | 0 | 0 | 0 | 0 | 0 | 0 | 0 | 0 | 0
1999-01-20 | 4:00 | 53.6 | 0 | 0 | 0 | 0 | 0 | 0 | 0 | 0 | 0 | 0 | 0 | 0 | 0
1999-01-20 | 5:00 | 53.6 | 0 | 0 | 0 | 0 | 0 | 0 | 0 | 0 | 0 | 0 | 0 | 0 | 0
1999-01-20 | 6:00 | 53.6 | 0 | 0 | 0 | 0 | 0 | 0 | 0 | 0 | 0 | 0 | 0 | 0 | 0
1999-01-20 | 7:00 | 53.6 | 2.0378 | 0.0020378 | 156546.2828 | 156.5463 | 156.5463 | 0 | 42.3098 | 0 | 107.0438 | -107.0418 | 0 | 0 | 0
1999-01-20 | 8:00 | 53.6 | 6.6379 | 0.0066379 | 68577.9572 | 68.578 | 68.578 | 0 | 19.5937 | 0 | 49.5721 | -49.5654 | 0 | 0 | 0
1999-01-20 | 9:00 | 55.4 | 21967.8693 | 21.9679 | 14746.8859 | 14.7469 | 14.7469 | 0 | 4.2134 | 0 | 10.6599 | 11.308 | 11.308 | 0 | 0
1999-01-20 | 10:00 | 55.4 | 48133.967 | 48.134 | 10035.2485 | 10.0352 | 10.0352 | 0 | 2.8672 | 0 | 7.2541 | 40.8799 | 40.8799 | 0 | 0
1999-01-20 | 11:00 | 57.2 | 141748.5401 | 141.7485 | 9210.8795 | 9.2109 | 9.2109 | 0 | 2.6317 | 0 | 6.6582 | 135.0904 | 135.0904 | 0 | 0
1999-01-20 | 12:00 | 57.2 | 188094.0686 | 188.0941 | 6467.8195 | 6.4678 | 6.4678 | 0 | 1.8479 | 0 | 4.6753 | 183.4188 | 183.4188 | 0 | 0
1999-01-20 | 13:00 | 57.2 | 156956.591 | 156.9566 | 8731.1188 | 8.7311 | 8.7311 | 0 | 2.4946 | 0 | 6.3114 | 150.6452 | 150.6452 | 0 | 0
1999-01-20 | 14:00 | 60.8 | 246748.1787 | 246.7482 | 7589.2594 | 7.5893 | 7.5893 | 0 | 2.1684 | 0 | 5.486 | 241.2622 | 241.2622 | 0 | 0
1999-01-20 | 15:00 | 59 | 306725.7873 | 306.7258 | 6133.8868 | 6.1339 | 6.1339 | 0 | 1.7525 | 0 | 4.4339 | 302.2919 | 302.2919 | 0 | 0
1999-01-20 | 16:00 | 59 | 287178.2969 | 287.1783 | 4504.9676 | 4.505 | 4.505 | 0 | 1.2871 | 0 | 3.2564 | 283.9218 | 283.9218 | 0 | 0
1999-01-20 | 17:00 | 59 | 288445.9167 | 288.4459 | 1309.297 | 1.3093 | 1.3093 | 0 | 0.37408 | 0 | 0.94643 | 287.4995 | 287.4995 | 0 | 0
1999-01-20 | 18:00 | 55.4 | 84199.4356 | 84.1994 | 5658.1323 | 5.6581 | 5.6581 | 0 | 1.6166 | 0 | 4.09 | 80.1094 | 80.1094 | 0 | 0
1999-01-20 | 19:00 | 57.2 | 74278.0215 | 74.278 | 7104.3497 | 7.1043 | 7.1043 | 0 | 2.0298 | 0 | 5.1354 | 69.1426 | 69.1426 | 0 | 0
1999-01-20 | 20:00 | 55.4 | 69094.7338 | 69.0947 | 16041.472 | 16.0415 | 16.0415 | 0 | 4.5833 | 0 | 11.5957 | 57.499 | 57.499 | 0 | 0
1999-01-20 | 21:00 | 55.4 | 29848.0662 | 29.8481 | 26662.0047 | 26.662 | 26.662 | 0 | 7.6177 | 0 | 19.2728 | 10.5752 | 10.5752 | 0 | 0
1999-01-20 | 22:00 | 55.4 | 18451.004 | 18.451 | 42959.5083 | 42.9595 | 42.9595 | 0 | 12.2741 | 0 | 31.0536 | -12.6026 | 0 | 0 | 0
1999-01-20 | 23:00 | 55.4 | 0 | 0 | 0 | 0 | 0 | 0 | 0 | 0 | 0 | 0 | 0 | 0 | 0
1999-01-20 | 24:00 | 55.4 | 0 | 0 | 0 | 0 | 0 | 0 | 0 | 0 | 0 | 0 | 0 | 0 | 0
1999-01-21 | 1:00 | 55.4 | 0 | 0 | 0 | 0 | 0 | 0 | 0 | 0 | 0 | 0 | 0 | 0 | 0
1999-01-21 | 2:00 | 55.4 | 0 | 0 | 0 | 0 | 0 | 0 | 0 | 0 | 0 | 0 | 0 | 0 | 0
1999-01-21 | 3:00 | 55.4 | 0 | 0 | 0 | 0 | 0 | 0 | 0 | 0 | 0 | 0 | 0 | 0 | 0
1999-01-21 | 4:00 | 53.6 | 0 | 0 | 0 | 0 | 0 | 0 | 0 | 0 | 0 | 0 | 0 | 0 | 0
1999-01-21 | 5:00 | 53.6 | 0 | 0 | 0 | 0 | 0 | 0 | 0 | 0 | 0 | 0 | 0 | 0 | 0
1999-01-21 | 6:00 | 53.6 | 0 | 0 | 0 | 0 | 0 | 0 | 0 | 0 | 0 | 0 | 0 | 0 | 0
1999-01-21 | 7:00 | 53.6 | 5.9419 | 0.0059419 | 178515.9829 | 178.516 | 178.516 | 0 | 48.2476 | 0 | 122.0663 | -122.0604 | 0 | 0 | 0
1999-01-21 | 8:00 | 53.6 | 8.3241 | 0.0083241 | 118924.6121 | 118.9246 | 118.9246 | 0 | 33.9785 | 0 | 85.9655 | -85.9572 | 0 | 0 | 0
1999-01-21 | 9:00 | 55.4 | 7014.5627 | 7.0146 | 57744.8465 | 57.7448 | 57.7448 | 0 | 16.4985 | 0 | 41.7413 | -34.7267 | 0 | 0 | 0
1999-01-21 | 10:00 | 55.4 | 19880.2861 | 19.8803 | 25084.8195 | 25.0848 | 25.0848 | 0 | 7.1671 | 0 | 18.1327 | 1.7475 | 1.7475 | 0 | 0
1999-01-21 | 11:00 | 60.8 | 90629.9255 | 90.6299 | 21003.1121 | 21.0031 | 21.0031 | 0 | 6.0009 | 0 | 15.1822 | 75.4477 | 75.4477 | 0 | 0
1999-01-21 | 12:00 | 62.6 | 170714.5574 | 170.7146 | 20844.9845 | 20.845 | 20.845 | 0 | 5.9557 | 0 | 15.0679 | 155.6466 | 155.6466 | 0 | 0
1999-01-21 | 13:00 | 62.6 | 196572.3491 | 196.5723 | 23604.0864 | 23.6041 | 23.6041 | 0 | 6.744 | 0 | 17.0624 | 179.51 | 179.51 | 0 | 0
1999-01-21 | 14:00 | 62.6 | 196722.9209 | 196.7229 | 15872.7367 | 15.8727 | 15.8727 | 0 | 4.5351 | 0 | 11.4737 | 185.2492 | 185.2492 | 0 | 0
1999-01-21 | 15:00 | 62.6 | 193173.4889 | 193.1735 | 10315.0629 | 10.3151 | 10.3151 | 0 | 2.9472 | 0 | 7.4563 | 185.7172 | 185.7172 | 0 | 0
1999-01-21 | 16:00 | 62.6 | 188815.1845 | 188.8152 | 9487.4357 | 9.4874 | 9.4874 | 0 | 2.7107 | 0 | 6.8581 | 181.9571 | 181.9571 | 0 | 0
1999-01-21 | 17:00 | 59.36 | 125983.1392 | 125.9831 | 10073.8809 | 10.0739 | 10.0739 | 0 | 2.8783 | 0 | 7.282 | 118.7012 | 118.7012 | 0 | 0
1999-01-21 | 18:00 | 55.4 | 45306.3615 | 45.3064 | 50066.413 | 50.0664 | 50.0664 | 0 | 14.3047 | 0 | 36.1909 | 9.1155 | 9.1155 | 0 | 0
1999-01-21 | 19:00 | 52.16 | 1098.2989 | 1.0983 | 18455.6584 | 18.4557 | 18.4557 | 0 | 5.273 | 0 | 13.3408 | -12.2425 | 0 | 0 | 0
1999-01-21 | 20:00 | 49.82 | 0 | 0 | 73683.2134 | 73.6832 | 73.6832 | 0 | 21.0523 | 0 | 53.2624 | -53.2624 | 0 | 0 | 0
1999-01-21 | 21:00 | 48.02 | 0 | 0 | 110606.5626 | 110.6066 | 110.6066 | 0 | 31.6019 | 0 | 79.9527 | -79.9527 | 0 | 0 | 0
1999-01-21 | 22:00 | 46.4 | 0 | 0 | 141763.5022 | 141.7635 | 141.7635 | 0 | 38.3145 | 0 | 96.9356 | -96.9356 | 0 | 0 | 0
1999-01-21 | 23:00 | 44.6 | 0 | 0 | 0 | 0 | 0 | 0 | 0 | 0 | 0 | 0 | 0 | 0 | 0
1999-01-21 | 24:00 | 42.8 | 0 | 0 | 0 | 0 | 0 | 0 | 0 | 0 | 0 | 0 | 0 | 0 | 0
1999-01-22 | 1:00 | 42.8 | 0 | 0 | 0 | 0 | 0 | 0 | 0 | 0 | 0 | 0 | 0 | 0 | 0
1999-01-22 | 2:00 | 42.8 | 0 | 0 | 0 | 0 | 0 | 0 | 0 | 0 | 0 | 0 | 0 | 0 | 0
1999-01-22 | 3:00 | 42.8 | 0 | 0 | 0 | 0 | 0 | 0 | 0 | 0 | 0 | 0 | 0 | 0 | 0
1999-01-22 | 4:00 | 39.2 | 0 | 0 | 0 | 0 | 0 | 0 | 0 | 0 | 0 | 0 | 0 | 39.2 | 0
1999-01-22 | 5:00 | 39.2 | 0 | 0 | 0 | 0 | 0 | 0 | 0 | 0 | 0 | 0 | 0 | 39.2 | 0
1999-01-22 | 6:00 | 37.4 | 0 | 0 | 0 | 0 | 0 | 0 | 0 | 0 | 0 | 0 | 0 | 37.4 | 0
1999-01-22 | 7:00 | 39.2 | 0 | 0 | 299577.236 | 299.5772 | 0 | 299.5772 | 0 | 299.5772 | 0 | 0 | 0 | 39.2 | 0
1999-01-22 | 8:00 | 44.6 | 0 | 0 | 224025.0718 | 224.0251 | 224.0251 | 0 | 60.5473 | 0 | 153.1847 | -153.1847 | 0 | 0 | 0
1999-01-22 | 9:00 | 50 | 1.1675 | 0.0011675 | 123483.0923 | 123.4831 | 123.4831 | 0 | 35.2809 | 0 | 89.2606 | -89.2595 | 0 | 0 | 0
1999-01-22 | 10:00 | 57.2 | 14732.141 | 14.7321 | 58199.4907 | 58.1995 | 58.1995 | 0 | 16.6284 | 0 | 42.0699 | -27.3378 | 0 | 0 | 0
1999-01-22 | 11:00 | 62.6 | 87441.123 | 87.4411 | 25372.4931 | 25.3725 | 25.3725 | 0 | 7.2493 | 0 | 18.3407 | 69.1004 | 69.1004 | 0 | 0
1999-01-22 | 12:00 | 66.2 | 180972.6266 | 180.9726 | 23240.7281 | 23.2407 | 23.2407 | 0 | 6.6402 | 0 | 16.7997 | 164.1729 | 164.1729 | 0 | 0
1999-01-22 | 13:00 | 68 | 236102.5555 | 236.1026 | 39426.2003 | 39.4262 | 39.4262 | 0 | 11.2646 | 0 | 28.4995 | 207.603 | 207.603 | 0 | 0
1999-01-22 | 14:00 | 71.6 | 289272.0177 | 289.272 | 32848.2416 | 32.8482 | 32.8482 | 0 | 9.3852 | 0 | 23.7446 | 265.5274 | 265.5274 | 0 | 0
1999-01-22 | 15:00 | 69.8 | 294789.6477 | 294.7896 | 19760.7759 | 19.7608 | 19.7608 | 0 | 5.6459 | 0 | 14.2842 | 280.5054 | 280.5054 | 0 | 0
1999-01-22 | 16:00 | 69.8 | 276934.7174 | 276.9347 | 17350.4368 | 17.3504 | 17.3504 | 0 | 4.9573 | 0 | 12.5419 | 264.3928 | 264.3928 | 0 | 0
1999-01-22 | 17:00 | 66.2 | 237673.1745 | 237.6732 | 30503.7424 | 30.5037 | 30.5037 | 0 | 8.7154 | 0 | 22.0498 | 215.6233 | 215.6233 | 0 | 0
1999-01-22 | 18:00 | 59 | 129653.6143 | 129.6536 | 40273.3829 | 40.2734 | 40.2734 | 0 | 11.5067 | 0 | 29.1119 | 100.5417 | 100.5417 | 0 | 0
1999-01-22 | 19:00 | 55.4 | 43351.9259 | 43.3519 | 46730.5902 | 46.7306 | 46.7306 | 0 | 13.3516 | 0 | 33.7795 | 9.5724 | 9.5724 | 0 | 0
1999-01-22 | 20:00 | 51.8 | 976.1666 | 0.97617 | 69178.0914 | 69.1781 | 69.1781 | 0 | 19.7652 | 0 | 50.0059 | -49.0297 | 0 | 0 | 0
1999-01-22 | 21:00 | 48.2 | 0 | 0 | 123168.1654 | 123.1682 | 123.1682 | 0 | 35.1909 | 0 | 89.033 | -89.033 | 0 | 0 | 0
1999-01-22 | 22:00 | 46.4 | 0 | 0 | 162647.7792 | 162.6478 | 162.6478 | 0 | 43.9589 | 0 | 111.2159 | -111.2159 | 0 | 0 | 0
1999-01-22 | 23:00 | 48.2 | 0 | 0 | 0 | 0 | 0 | 0 | 0 | 0 | 0 | 0 | 0 | 0 | 0
1999-01-22 | 24:00 | 46.4 | 0 | 0 | 0 | 0 | 0 | 0 | 0 | 0 | 0 | 0 | 0 | 0 | 0
1999-01-23 | 1:00 | 44.6 | 0 | 0 | 0 | 0 | 0 | 0 | 0 | 0 | 0 | 0 | 0 | 0 | 0
1999-01-23 | 2:00 | 44.6 | 0 | 0 | 0 | 0 | 0 | 0 | 0 | 0 | 0 | 0 | 0 | 0 | 0
1999-01-23 | 3:00 | 42.8 | 0 | 0 | 0 | 0 | 0 | 0 | 0 | 0 | 0 | 0 | 0 | 0 | 0
1999-01-23 | 4:00 | 41 | 0 | 0 | 0 | 0 | 0 | 0 | 0 | 0 | 0 | 0 | 0 | 0 | 0
1999-01-23 | 5:00 | 39.2 | 0 | 0 | 0 | 0 | 0 | 0 | 0 | 0 | 0 | 0 | 0 | 39.2 | 0
1999-01-23 | 6:00 | 39.2 | 0 | 0 | 0 | 0 | 0 | 0 | 0 | 0 | 0 | 0 | 0 | 39.2 | 0
1999-01-23 | 7:00 | 37.4 | 0 | 0 | 427019.9711 | 427.02 | 0 | 427.02 | 0 | 427.02 | 0 | 0 | 0 | 37.4 | 427.02
1999-01-23 | 8:00 | 42.8 | 0.56454 | 0.00056454 | 305405.6635 | 305.4057 | 305.4057 | 0 | 82.5421 | 0 | 208.8314 | -208.8309 | 0 | 0 | 0
1999-01-23 | 9:00 | 50 | 12.0772 | 0.012077 | 284373.0962 | 284.3731 | 284.3731 | 0 | 76.8576 | 0 | 194.4497 | -194.4376 | 0 | 0 | 0
1999-01-23 | 10:00 | 57.2 | 35983.5926 | 35.9836 | 40856.8442 | 40.8568 | 40.8568 | 0 | 11.6734 | 0 | 29.5337 | 6.4499 | 6.4499 | 0 | 0
1999-01-23 | 11:00 | 62.6 | 161809.3806 | 161.8094 | 13578.1082 | 13.5781 | 13.5781 | 0 | 3.8795 | 0 | 9.815 | 151.9943 | 151.9943 | 0 | 0
1999-01-23 | 12:00 | 68 | 374770.5326 | 374.7705 | 10895.6125 | 10.8956 | 10.8956 | 0 | 3.113 | 0 | 7.876 | 366.8946 | 366.8946 | 0 | 0
1999-01-23 | 13:00 | 69.8 | 458142.0373 | 458.142 | 9806.5921 | 9.8066 | 9.8066 | 0 | 2.8019 | 0 | 7.0888 | 451.0533 | 451.0533 | 0 | 0
1999-01-23 | 14:00 | 66.2 | 435745.3593 | 435.7454 | 6742.3772 | 6.7424 | 6.7424 | 0 | 1.9264 | 0 | 4.8738 | 430.8716 | 430.8716 | 0 | 0
1999-01-23 | 15:00 | 66.2 | 412355.8704 | 412.3559 | 4895.5574 | 4.8956 | 4.8956 | 0 | 1.3987 | 0 | 3.5388 | 408.8171 | 408.8171 | 0 | 0
1999-01-23 | 16:00 | 64.4 | 375352.6704 | 375.3527 | 3547.5199 | 3.5475 | 3.5475 | 0 | 1.0136 | 0 | 2.5644 | 372.7883 | 372.7883 | 0 | 0
1999-01-23 | 17:00 | 60.8 | 259944.6495 | 259.9446 | 1610.9224 | 1.6109 | 1.6109 | 0 | 0.46026 | 0 | 1.1645 | 258.7802 | 258.7802 | 0 | 0
1999-01-23 | 18:00 | 57.2 | 96095.2535 | 96.0953 | 2492.4759 | 2.4925 | 2.4925 | 0 | 0.71214 | 0 | 1.8017 | 94.2935 | 94.2935 | 0 | 0
1999-01-23 | 19:00 | 55.4 | 41098.1803 | 41.0982 | 2841.7969 | 2.8418 | 2.8418 | 0 | 0.81194 | 0 | 2.0542 | 39.044 | 39.044 | 0 | 0
1999-01-23 | 20:00 | 55.4 | 23950.804 | 23.9508 | 10182.274 | 10.1823 | 10.1823 | 0 | 2.9092 | 0 | 7.3603 | 16.5905 | 16.5905 | 0 | 0
1999-01-23 | 21:00 | 53.6 | 3896.2946 | 3.8963 | 24942.215 | 24.9422 | 24.9422 | 0 | 7.1263 | 0 | 18.0297 | -14.1334 | 0 | 0 | 0
1999-01-23 | 22:00 | 51.8 | 3.9946 | 0.0039946 | 58437.8392 | 58.4378 | 58.4378 | 0 | 16.6965 | 0 | 42.2422 | -42.2382 | 0 | 0 | 0
1999-01-23 | 23:00 | 51.8 | 0 | 0 | 0 | 0 | 0 | 0 | 0 | 0 | 0 | 0 | 0 | 0 | 0
1999-01-23 | 24:00 | 51.8 | 0 | 0 | 0 | 0 | 0 | 0 | 0 | 0 | 0 | 0 | 0 | 0 | 0
1999-01-24 | 1:00 | 51.8 | 0 | 0 | 0 | 0 | 0 | 0 | 0 | 0 | 0 | 0 | 0 | 0 | 0
1999-01-24 | 2:00 | 50 | 0 | 0 | 0 | 0 | 0 | 0 | 0 | 0 | 0 | 0 | 0 | 0 | 0
1999-01-24 | 3:00 | 50 | 0 | 0 | 0 | 0 | 0 | 0 | 0 | 0 | 0 | 0 | 0 | 0 | 0
1999-01-24 | 4:00 | 50 | 0 | 0 | 0 | 0 | 0 | 0 | 0 | 0 | 0 | 0 | 0 | 0 | 0
1999-01-24 | 5:00 | 50 | 0 | 0 | 0 | 0 | 0 | 0 | 0 | 0 | 0 | 0 | 0 | 0 | 0
1999-01-24 | 6:00 | 50 | 0 | 0 | 0 | 0 | 0 | 0 | 0 | 0 | 0 | 0 | 0 | 0 | 0
1999-01-24 | 7:00 | 50 | 2.434 | 0.002434 | 237836.9693 | 237.837 | 237.837 | 0 | 64.2803 | 0 | 162.6291 | -162.6266 | 0 | 0 | 0
1999-01-24 | 8:00 | 51.8 | 5.4163 | 0.0054163 | 110142.4799 | 110.1425 | 110.1425 | 0 | 31.4693 | 0 | 79.6173 | -79.6119 | 0 | 0 | 0
1999-01-24 | 9:00 | 51.8 | 5.4295 | 0.0054295 | 93450.7385 | 93.4507 | 93.4507 | 0 | 26.7002 | 0 | 67.5515 | -67.5461 | 0 | 0 | 0
1999-01-24 | 10:00 | 55.4 | 7330.2732 | 7.3303 | 28166.0195 | 28.166 | 28.166 | 0 | 8.0474 | 0 | 20.36 | -13.0297 | 0 | 0 | 0
1999-01-24 | 11:00 | 59 | 85898.3322 | 85.8983 | 11762.8873 | 11.7629 | 11.7629 | 0 | 3.3608 | 0 | 8.5029 | 77.3954 | 77.3954 | 0 | 0
1999-01-24 | 12:00 | 60.8 | 151465.2325 | 151.4652 | 6938.3788 | 6.9384 | 6.9384 | 0 | 1.9824 | 0 | 5.0155 | 146.4498 | 146.4498 | 0 | 0
1999-01-24 | 13:00 | 62.6 | 189588.2658 | 189.5883 | 7285.5823 | 7.2856 | 7.2856 | 0 | 2.0816 | 0 | 5.2664 | 184.3218 | 184.3218 | 0 | 0
1999-01-24 | 14:00 | 62.6 | 239220.3474 | 239.2203 | 7051.267 | 7.0513 | 7.0513 | 0 | 2.0146 | 0 | 5.0971 | 234.1233 | 234.1233 | 0 | 0
1999-01-24 | 15:00 | 62.6 | 267489.7604 | 267.4898 | 5500.9617 | 5.501 | 5.501 | 0 | 1.5717 | 0 | 3.9764 | 263.5134 | 263.5134 | 0 | 0
1999-01-24 | 16:00 | 62.6 | 269317.7309 | 269.3177 | 4153.6007 | 4.1536 | 4.1536 | 0 | 1.1867 | 0 | 3.0025 | 266.3153 | 266.3153 | 0 | 0
1999-01-24 | 17:00 | 60.8 | 238775.1246 | 238.7751 | 1377.2722 | 1.3773 | 1.3773 | 0 | 0.39351 | 0 | 0.99557 | 237.7796 | 237.7796 | 0 | 0
1999-01-24 | 18:00 | 57.2 | 101036.6267 | 101.0366 | 4358.5284 | 4.3585 | 4.3585 | 0 | 1.2453 | 0 | 3.1506 | 97.886 | 97.886 | 0 | 0
1999-01-24 | 19:00 | 55.4 | 44898.0969 | 44.8981 | 5941.9938 | 5.942 | 5.942 | 0 | 1.6977 | 0 | 4.2952 | 40.6029 | 40.6029 | 0 | 0
1999-01-24 | 20:00 | 53.6 | 5451.6675 | 5.4517 | 18022.0034 | 18.022 | 18.022 | 0 | 5.1491 | 0 | 13.0273 | -7.5757 | 0 | 0 | 0
1999-01-24 | 21:00 | 51.8 | 5.2023 | 0.0052023 | 48644.1574 | 48.6442 | 48.6442 | 0 | 13.8983 | 0 | 35.1628 | -35.1576 | 0 | 0 | 0
1999-01-24 | 22:00 | 51.8 | 1.4672 | 0.0014672 | 71705.015 | 71.705 | 71.705 | 0 | 20.4871 | 0 | 51.8325 | -51.831 | 0 | 0 | 0
1999-01-24 | 23:00 | 51.8 | 0 | 0 | 0 | 0 | 0 | 0 | 0 | 0 | 0 | 0 | 0 | 0 | 0
1999-01-24 | 24:00 | 51.8 | 0 | 0 | 0 | 0 | 0 | 0 | 0 | 0 | 0 | 0 | 0 | 0 | 0
1999-01-25 | 1:00 | 50.36 | 0 | 0 | 0 | 0 | 0 | 0 | 0 | 0 | 0 | 0 | 0 | 0 | 0
1999-01-25 | 2:00 | 48.92 | 0 | 0 | 0 | 0 | 0 | 0 | 0 | 0 | 0 | 0 | 0 | 0 | 0
1999-01-25 | 3:00 | 47.84 | 0 | 0 | 0 | 0 | 0 | 0 | 0 | 0 | 0 | 0 | 0 | 0 | 0
1999-01-25 | 4:00 | 46.58 | 0 | 0 | 0 | 0 | 0 | 0 | 0 | 0 | 0 | 0 | 0 | 0 | 0
1999-01-25 | 5:00 | 45.5 | 0 | 0 | 0 | 0 | 0 | 0 | 0 | 0 | 0 | 0 | 0 | 0 | 0
1999-01-25 | 6:00 | 44.6 | 0 | 0 | 0 | 0 | 0 | 0 | 0 | 0 | 0 | 0 | 0 | 0 | 0
1999-01-25 | 7:00 | 44.6 | 1.3894 | 0.0013894 | 334419.0275 | 334.419 | 334.419 | 0 | 90.3835 | 0 | 228.6703 | -228.6689 | 0 | 0 | 0
1999-01-25 | 8:00 | 44.6 | 1.574 | 0.001574 | 220892.4081 | 220.8924 | 220.8924 | 0 | 59.7007 | 0 | 151.0426 | -151.0411 | 0 | 0 | 0
1999-01-25 | 9:00 | 44.6 | 2.5727 | 0.0025727 | 403589.4701 | 403.5895 | 403.5895 | 0 | 109.0782 | 0 | 275.9679 | -275.9654 | 0 | 0 | 0
1999-01-25 | 10:00 | 46.4 | 18.2731 | 0.018273 | 345481.5278 | 345.4815 | 345.4815 | 0 | 93.3734 | 0 | 236.2347 | -236.2164 | 0 | 0 | 0
1999-01-25 | 11:00 | 46.4 | 18.8397 | 0.01884 | 303033.3325 | 303.0333 | 303.0333 | 0 | 81.9009 | 0 | 207.2093 | -207.1904 | 0 | 0 | 0
1999-01-25 | 12:00 | 46.4 | 16.5593 | 0.016559 | 200567.591 | 200.5676 | 200.5676 | 0 | 54.2075 | 0 | 137.1449 | -137.1283 | 0 | 0 | 0
1999-01-25 | 13:00 | 48.2 | 23.0204 | 0.02302 | 115095.3308 | 115.0953 | 115.0953 | 0 | 32.8844 | 0 | 83.1975 | -83.1745 | 0 | 0 | 0
1999-01-25 | 14:00 | 50 | 13.5367 | 0.013537 | 92354.93 | 92.3549 | 92.3549 | 0 | 26.3871 | 0 | 66.7594 | -66.7459 | 0 | 0 | 0
1999-01-25 | 15:00 | 51.8 | 19.8706 | 0.019871 | 96905.3728 | 96.9054 | 96.9054 | 0 | 27.6872 | 0 | 70.0487 | -70.0289 | 0 | 0 | 0
1999-01-25 | 16:00 | 51.8 | 12.517 | 0.012517 | 63901.6721 | 63.9017 | 63.9017 | 0 | 18.2576 | 0 | 46.1918 | -46.1793 | 0 | 0 | 0
1999-01-25 | 17:00 | 51.8 | 13.308 | 0.013308 | 59520.4248 | 59.5204 | 59.5204 | 0 | 17.0058 | 0 | 43.0248 | -43.0115 | 0 | 0 | 0
1999-01-25 | 18:00 | 48.2 | 5.3373 | 0.0053373 | 65651.7278 | 65.6517 | 65.6517 | 0 | 18.7576 | 0 | 47.4568 | -47.4515 | 0 | 0 | 0
1999-01-25 | 19:00 | 46.4 | 6.036 | 0.006036 | 194301.3566 | 194.3014 | 194.3014 | 0 | 52.5139 | 0 | 132.8601 | -132.8541 | 0 | 0 | 0
1999-01-25 | 20:00 | 48.2 | 4.0598 | 0.0040598 | 221732.5816 | 221.7326 | 221.7326 | 0 | 59.9277 | 0 | 151.6171 | -151.6131 | 0 | 0 | 0
1999-01-25 | 21:00 | 44.6 | 7.9657 | 0.0079657 | 158199.465 | 158.1995 | 158.1995 | 0 | 42.7566 | 0 | 108.1742 | -108.1663 | 0 | 0 | 0
1999-01-25 | 22:00 | 42.8 | 4.4911 | 0.0044911 | 178319.2123 | 178.3192 | 178.3192 | 0 | 48.1944 | 0 | 121.9318 | -121.9273 | 0 | 0 | 0
1999-01-25 | 23:00 | 42.8 | 0 | 0 | 0 | 0 | 0 | 0 | 0 | 0 | 0 | 0 | 0 | 0 | 0
1999-01-25 | 24:00 | 42.8 | 0 | 0 | 0 | 0 | 0 | 0 | 0 | 0 | 0 | 0 | 0 | 0 | 0
1999-01-26 | 1:00 | 42.8 | 0 | 0 | 0 | 0 | 0 | 0 | 0 | 0 | 0 | 0 | 0 | 0 | 0
1999-01-26 | 2:00 | 42.8 | 0 | 0 | 0 | 0 | 0 | 0 | 0 | 0 | 0 | 0 | 0 | 0 | 0
1999-01-26 | 3:00 | 44.6 | 0 | 0 | 0 | 0 | 0 | 0 | 0 | 0 | 0 | 0 | 0 | 0 | 0
1999-01-26 | 4:00 | 44.6 | 0 | 0 | 0 | 0 | 0 | 0 | 0 | 0 | 0 | 0 | 0 | 0 | 0
1999-01-26 | 5:00 | 42.8 | 0 | 0 | 0 | 0 | 0 | 0 | 0 | 0 | 0 | 0 | 0 | 0 | 0
1999-01-26 | 6:00 | 44.6 | 0 | 0 | 0 | 0 | 0 | 0 | 0 | 0 | 0 | 0 | 0 | 0 | 0
1999-01-26 | 7:00 | 44.6 | 2.0708 | 0.0020708 | 330473.5736 | 330.4736 | 330.4736 | 0 | 89.3172 | 0 | 225.9725 | -225.9704 | 0 | 0 | 0
1999-01-26 | 8:00 | 46.4 | 11.5521 | 0.011552 | 206265.8764 | 206.2659 | 206.2659 | 0 | 55.7475 | 0 | 141.0413 | -141.0297 | 0 | 0 | 0
1999-01-26 | 9:00 | 48.2 | 10.9361 | 0.010936 | 289128.0518 | 289.1281 | 289.1281 | 0 | 78.1427 | 0 | 197.7011 | -197.6901 | 0 | 0 | 0
1999-01-26 | 10:00 | 48.2 | 17.2401 | 0.01724 | 249629.2155 | 249.6292 | 249.6292 | 0 | 67.4674 | 0 | 170.6924 | -170.6752 | 0 | 0 | 0
1999-01-26 | 11:00 | 48.2 | 15.632 | 0.015632 | 239469.9837 | 239.47 | 239.47 | 0 | 64.7216 | 0 | 163.7457 | -163.7301 | 0 | 0 | 0
1999-01-26 | 12:00 | 46.4 | 15.4178 | 0.015418 | 195555.169 | 195.5552 | 195.5552 | 0 | 52.8527 | 0 | 133.7175 | -133.702 | 0 | 0 | 0
1999-01-26 | 13:00 | 48.2 | 16.5125 | 0.016513 | 136695.6886 | 136.6957 | 136.6957 | 0 | 36.9448 | 0 | 93.4703 | -93.4538 | 0 | 0 | 0
1999-01-26 | 14:00 | 48.2 | 19.8056 | 0.019806 | 150595.9877 | 150.596 | 150.596 | 0 | 40.7016 | 0 | 102.9751 | -102.9553 | 0 | 0 | 0
1999-01-26 | 15:00 | 47.84 | 21.814 | 0.021814 | 234222.7997 | 234.2228 | 234.2228 | 0 | 63.3035 | 0 | 160.1578 | -160.1359 | 0 | 0 | 0
1999-01-26 | 16:00 | 46.4 | 15.285 | 0.015285 | 273958.4357 | 273.9584 | 273.9584 | 0 | 74.0428 | 0 | 187.3283 | -187.3131 | 0 | 0 | 0
1999-01-26 | 17:00 | 50 | 13.9231 | 0.013923 | 200643.997 | 200.644 | 200.644 | 0 | 54.2281 | 0 | 137.1971 | -137.1832 | 0 | 0 | 0
1999-01-26 | 18:00 | 46.4 | 13.5408 | 0.013541 | 105705.6922 | 105.7057 | 105.7057 | 0 | 30.2016 | 0 | 76.4101 | -76.3966 | 0 | 0 | 0
1999-01-26 | 19:00 | 44.6 | 9.5562 | 0.0095562 | 278858.384 | 278.8584 | 278.8584 | 0 | 75.3671 | 0 | 190.6788 | -190.6693 | 0 | 0 | 0
1999-01-26 | 20:00 | 46.4 | 7.437 | 0.007437 | 304870.6755 | 304.8707 | 304.8707 | 0 | 82.3975 | 0 | 208.4656 | -208.4582 | 0 | 0 | 0
1999-01-26 | 21:00 | 46.4 | 4.9573 | 0.0049573 | 159405.7692 | 159.4058 | 159.4058 | 0 | 43.0826 | 0 | 108.9991 | -108.9941 | 0 | 0 | 0
1999-01-26 | 22:00 | 44.6 | 4.988 | 0.004988 | 174864.3818 | 174.8644 | 174.8644 | 0 | 47.2606 | 0 | 119.5694 | -119.5644 | 0 | 0 | 0
1999-01-26 | 23:00 | 44.6 | 0 | 0 | 0 | 0 | 0 | 0 | 0 | 0 | 0 | 0 | 0 | 0 | 0
1999-01-26 | 24:00 | 42.8 | 0 | 0 | 0 | 0 | 0 | 0 | 0 | 0 | 0 | 0 | 0 | 0 | 0
1999-01-27 | 1:00 | 42.8 | 0 | 0 | 0 | 0 | 0 | 0 | 0 | 0 | 0 | 0 | 0 | 0 | 0
1999-01-27 | 2:00 | 42.8 | 0 | 0 | 0 | 0 | 0 | 0 | 0 | 0 | 0 | 0 | 0 | 0 | 0
1999-01-27 | 3:00 | 42.8 | 0 | 0 | 0 | 0 | 0 | 0 | 0 | 0 | 0 | 0 | 0 | 0 | 0
1999-01-27 | 4:00 | 42.8 | 0 | 0 | 0 | 0 | 0 | 0 | 0 | 0 | 0 | 0 | 0 | 0 | 0
1999-01-27 | 5:00 | 42.8 | 0 | 0 | 0 | 0 | 0 | 0 | 0 | 0 | 0 | 0 | 0 | 0 | 0
1999-01-27 | 6:00 | 41 | 0 | 0 | 0 | 0 | 0 | 0 | 0 | 0 | 0 | 0 | 0 | 0 | 0
1999-01-27 | 7:00 | 39.2 | 0 | 0 | 410432.044 | 410.432 | 0 | 410.432 | 0 | 410.432 | 0 | 0 | 0 | 39.2 | 410.432
1999-01-27 | 8:00 | 42.8 | 2.4658 | 0.0024658 | 276172.5851 | 276.1726 | 276.1726 | 0 | 74.6412 | 0 | 188.8423 | -188.8399 | 0 | 0 | 0
1999-01-27 | 9:00 | 48.2 | 11.3415 | 0.011342 | 328422.6106 | 328.4226 | 328.4226 | 0 | 88.7629 | 0 | 224.5701 | -224.5587 | 0 | 0 | 0
1999-01-27 | 10:00 | 51.8 | 18.3863 | 0.018386 | 148104.5052 | 148.1045 | 148.1045 | 0 | 40.0282 | 0 | 101.2715 | -101.2531 | 0 | 0 | 0
1999-01-27 | 11:00 | 55.4 | 7832.7429 | 7.8327 | 25615.1368 | 25.6151 | 25.6151 | 0 | 7.3186 | 0 | 18.5161 | -10.6833 | 0 | 0 | 0
1999-01-27 | 12:00 | 59 | 82261.8667 | 82.2619 | 11113.9367 | 11.1139 | 11.1139 | 0 | 3.1754 | 0 | 8.0338 | 74.2281 | 74.2281 | 0 | 0
1999-01-27 | 13:00 | 57.2 | 96072.4288 | 96.0724 | 11099.2956 | 11.0993 | 11.0993 | 0 | 3.1712 | 0 | 8.0232 | 88.0492 | 88.0492 | 0 | 0
1999-01-27 | 14:00 | 59 | 107892.8359 | 107.8928 | 9937.4004 | 9.9374 | 9.9374 | 0 | 2.8393 | 0 | 7.1833 | 100.7095 | 100.7095 | 0 | 0
1999-01-27 | 15:00 | 57.2 | 105528.3302 | 105.5283 | 7164.6085 | 7.1646 | 7.1646 | 0 | 2.047 | 0 | 5.179 | 100.3493 | 100.3493 | 0 | 0
1999-01-27 | 16:00 | 57.2 | 81376.6809 | 81.3767 | 5268.1698 | 5.2682 | 5.2682 | 0 | 1.5052 | 0 | 3.8081 | 77.5685 | 77.5685 | 0 | 0
1999-01-27 | 17:00 | 55.4 | 50251.2535 | 50.2513 | 1965.1799 | 1.9652 | 1.9652 | 0 | 0.56148 | 0 | 1.4205 | 48.8307 | 48.8307 | 0 | 0
1999-01-27 | 18:00 | 53.6 | 4508.0774 | 4.5081 | 5998.8224 | 5.9988 | 5.9988 | 0 | 1.7139 | 0 | 4.3363 | 0.17179 | 0.17179 | 0 | 0
1999-01-27 | 19:00 | 53.6 | 116.5439 | 0.11654 | 14605.6971 | 14.6057 | 14.6057 | 0 | 4.1731 | 0 | 10.5578 | -10.4413 | 0 | 0 | 0
1999-01-27 | 20:00 | 48.2 | 2.1582 | 0.0021582 | 122564.6963 | 122.5647 | 122.5647 | 0 | 35.0185 | 0 | 88.5968 | -88.5946 | 0 | 0 | 0
1999-01-27 | 21:00 | 53.6 | 4.5037 | 0.0045037 | 56691.9094 | 56.6919 | 56.6919 | 0 | 16.1977 | 0 | 40.9802 | -40.9756 | 0 | 0 | 0
1999-01-27 | 22:00 | 50 | 0 | 0 | 79984.5307 | 79.9845 | 79.9845 | 0 | 22.8527 | 0 | 57.8174 | -57.8174 | 0 | 0 | 0
1999-01-27 | 23:00 | 51.8 | 0 | 0 | 0 | 0 | 0 | 0 | 0 | 0 | 0 | 0 | 0 | 0 | 0
1999-01-27 | 24:00 | 51.8 | 0 | 0 | 0 | 0 | 0 | 0 | 0 | 0 | 0 | 0 | 0 | 0 | 0
1999-01-28 | 1:00 | 51.8 | 0 | 0 | 0 | 0 | 0 | 0 | 0 | 0 | 0 | 0 | 0 | 0 | 0
1999-01-28 | 2:00 | 48.2 | 0 | 0 | 0 | 0 | 0 | 0 | 0 | 0 | 0 | 0 | 0 | 0 | 0
1999-01-28 | 3:00 | 50 | 0 | 0 | 0 | 0 | 0 | 0 | 0 | 0 | 0 | 0 | 0 | 0 | 0
1999-01-28 | 4:00 | 51.8 | 0 | 0 | 0 | 0 | 0 | 0 | 0 | 0 | 0 | 0 | 0 | 0 | 0
1999-01-28 | 5:00 | 51.8 | 0 | 0 | 0 | 0 | 0 | 0 | 0 | 0 | 0 | 0 | 0 | 0 | 0
1999-01-28 | 6:00 | 51.8 | 0 | 0 | 0 | 0 | 0 | 0 | 0 | 0 | 0 | 0 | 0 | 0 | 0
1999-01-28 | 7:00 | 51.8 | 6.7827 | 0.0067827 | 226796.9556 | 226.797 | 226.797 | 0 | 61.2965 | 0 | 155.0801 | -155.0733 | 0 | 0 | 0
1999-01-28 | 8:00 | 55.4 | 3982.1313 | 3.9821 | 126900.2558 | 126.9003 | 126.9003 | 0 | 34.2974 | 0 | 86.7723 | -82.7902 | 0 | 0 | 0
1999-01-28 | 9:00 | 58.28 | 47059.9671 | 47.06 | 55965.8264 | 55.9658 | 55.9658 | 0 | 15.9902 | 0 | 40.4553 | 6.6047 | 6.6047 | 0 | 0
1999-01-28 | 10:00 | 60.8 | 109839.8399 | 109.8398 | 26853.0577 | 26.8531 | 26.8531 | 0 | 7.6723 | 0 | 19.4109 | 90.4289 | 90.4289 | 0 | 0
1999-01-28 | 11:00 | 62.6 | 167560.9968 | 167.561 | 24296.5917 | 24.2966 | 24.2966 | 0 | 6.9419 | 0 | 17.563 | 149.998 | 149.998 | 0 | 0
1999-01-28 | 12:00 | 64.4 | 214418.7735 | 214.4188 | 26163.5883 | 26.1636 | 26.1636 | 0 | 7.4753 | 0 | 18.9125 | 195.5062 | 195.5062 | 0 | 0
1999-01-28 | 13:00 | 66.2 | 258555.4829 | 258.5555 | 28628.6349 | 28.6286 | 28.6286 | 0 | 8.1796 | 0 | 20.6944 | 237.8611 | 237.8611 | 0 | 0
1999-01-28 | 14:00 | 66.2 | 278752.633 | 278.7526 | 19267.7958 | 19.2678 | 19.2678 | 0 | 5.5051 | 0 | 13.9279 | 264.8248 | 264.8248 | 0 | 0
1999-01-28 | 15:00 | 64.4 | 244888.726 | 244.8887 | 11764.6041 | 11.7646 | 11.7646 | 0 | 3.3613 | 0 | 8.5041 | 236.3846 | 236.3846 | 0 | 0
1999-01-28 | 16:00 | 64.4 | 214211.9922 | 214.212 | 10585.3817 | 10.5854 | 10.5854 | 0 | 3.0244 | 0 | 7.6517 | 206.5603 | 206.5603 | 0 | 0
1999-01-28 | 17:00 | 62.6 | 165616.947 | 165.6169 | 20482.7747 | 20.4828 | 20.4828 | 0 | 5.8522 | 0 | 14.8061 | 150.8108 | 150.8108 | 0 | 0
1999-01-28 | 18:00 | 60.8 | 119630.6479 | 119.6306 | 59148.5105 | 59.1485 | 59.1485 | 0 | 16.8996 | 0 | 42.7559 | 76.8747 | 76.8747 | 0 | 0
1999-01-28 | 19:00 | 57.2 | 72096.679 | 72.0967 | 10114.5461 | 10.1145 | 10.1145 | 0 | 2.8899 | 0 | 7.3114 | 64.7853 | 64.7853 | 0 | 0
1999-01-28 | 20:00 | 53.6 | 14637.6329 | 14.6376 | 37244.632 | 37.2446 | 37.2446 | 0 | 10.6413 | 0 | 26.9225 | -12.2849 | 0 | 0 | 0
1999-01-28 | 21:00 | 53.6 | 0 | 0 | 55250.1368 | 55.2501 | 55.2501 | 0 | 15.7858 | 0 | 39.938 | -39.938 | 0 | 0 | 0
1999-01-28 | 22:00 | 50 | 0 | 0 | 87651.5895 | 87.6516 | 87.6516 | 0 | 25.0433 | 0 | 63.3596 | -63.3596 | 0 | 0 | 0
1999-01-28 | 23:00 | 53.6 | 0 | 0 | 0 | 0 | 0 | 0 | 0 | 0 | 0 | 0 | 0 | 0 | 0
1999-01-28 | 24:00 | 48.2 | 0 | 0 | 0 | 0 | 0 | 0 | 0 | 0 | 0 | 0 | 0 | 0 | 0
1999-01-29 | 1:00 | 42.8 | 0 | 0 | 0 | 0 | 0 | 0 | 0 | 0 | 0 | 0 | 0 | 0 | 0
1999-01-29 | 2:00 | 44.6 | 0 | 0 | 0 | 0 | 0 | 0 | 0 | 0 | 0 | 0 | 0 | 0 | 0
1999-01-29 | 3:00 | 44.6 | 0 | 0 | 0 | 0 | 0 | 0 | 0 | 0 | 0 | 0 | 0 | 0 | 0
1999-01-29 | 4:00 | 41 | 0 | 0 | 0 | 0 | 0 | 0 | 0 | 0 | 0 | 0 | 0 | 0 | 0
1999-01-29 | 5:00 | 37.4 | 0 | 0 | 0 | 0 | 0 | 0 | 0 | 0 | 0 | 0 | 0 | 37.4 | 0
1999-01-29 | 6:00 | 37.4 | 0 | 0 | 0 | 0 | 0 | 0 | 0 | 0 | 0 | 0 | 0 | 37.4 | 0
1999-01-29 | 7:00 | 37.4 | 0 | 0 | 311499.2507 | 311.4993 | 0 | 311.4993 | 0 | 311.4993 | 0 | 0 | 0 | 37.4 | 311.4993
1999-01-29 | 8:00 | 42.8 | 0 | 0 | 243723.0955 | 243.7231 | 243.7231 | 0 | 65.8711 | 0 | 166.6539 | -166.6539 | 0 | 0 | 0
1999-01-29 | 9:00 | 51.8 | 1.7461 | 0.0017461 | 122499.4704 | 122.4995 | 122.4995 | 0 | 34.9998 | 0 | 88.5496 | -88.5479 | 0 | 0 | 0
1999-01-29 | 10:00 | 59 | 30275.0552 | 30.2751 | 53574.1931 | 53.5742 | 53.5742 | 0 | 15.3069 | 0 | 38.7265 | -8.4514 | 0 | 0 | 0
1999-01-29 | 11:00 | 66.2 | 145554.35 | 145.5544 | 25774.2693 | 25.7743 | 25.7743 | 0 | 7.3641 | 0 | 18.6311 | 126.9232 | 126.9232 | 0 | 0
1999-01-29 | 12:00 | 68 | 226167.8453 | 226.1678 | 22865.3066 | 22.8653 | 22.8653 | 0 | 6.5329 | 0 | 16.5284 | 209.6395 | 209.6395 | 0 | 0
1999-01-29 | 13:00 | 69.8 | 265297.7566 | 265.2978 | 39978.8137 | 39.9788 | 39.9788 | 0 | 11.4225 | 0 | 28.899 | 236.3988 | 236.3988 | 0 | 0
1999-01-29 | 14:00 | 71.6 | 302506.9975 | 302.507 | 33218.6508 | 33.2187 | 33.2187 | 0 | 9.491 | 0 | 24.0123 | 278.4947 | 278.4947 | 0 | 0
1999-01-29 | 15:00 | 69.8 | 288600.0543 | 288.6001 | 25483.8888 | 25.4839 | 25.4839 | 0 | 7.2811 | 0 | 18.4212 | 270.1788 | 270.1788 | 0 | 0
1999-01-29 | 16:00 | 66.2 | 230837.4931 | 230.8375 | 24887.8585 | 24.8879 | 24.8879 | 0 | 7.1108 | 0 | 17.9904 | 212.8471 | 212.8471 | 0 | 0
1999-01-29 | 17:00 | 62.6 | 164158 | 164.158 | 36725.3602 | 36.7254 | 36.7254 | 0 | 10.493 | 0 | 26.5472 | 137.6108 | 137.6108 | 0 | 0
1999-01-29 | 18:00 | 59.54 | 107016.8347 | 107.0168 | 44389.1477 | 44.3891 | 44.3891 | 0 | 12.6826 | 0 | 32.087 | 74.9298 | 74.9298 | 0 | 0
1999-01-29 | 19:00 | 57.2 | 63283.4229 | 63.2834 | 50955.6167 | 50.9556 | 50.9556 | 0 | 14.5587 | 0 | 36.8336 | 26.4498 | 26.4498 | 0 | 0
1999-01-29 | 20:00 | 53.6 | 14491.0005 | 14.491 | 61502.1898 | 61.5022 | 61.5022 | 0 | 17.5721 | 0 | 44.4573 | -29.9663 | 0 | 0 | 0
1999-01-29 | 21:00 | 51.8 | 0 | 0 | 88641.7426 | 88.6417 | 88.6417 | 0 | 25.3262 | 0 | 64.0753 | -64.0753 | 0 | 0 | 0
1999-01-29 | 22:00 | 46.4 | 0 | 0 | 146018.3542 | 146.0184 | 146.0184 | 0 | 39.4644 | 0 | 99.845 | -99.845 | 0 | 0 | 0
1999-01-29 | 23:00 | 44.6 | 0 | 0 | 0 | 0 | 0 | 0 | 0 | 0 | 0 | 0 | 0 | 0 | 0
1999-01-29 | 24:00 | 42.8 | 0 | 0 | 0 | 0 | 0 | 0 | 0 | 0 | 0 | 0 | 0 | 0 | 0
1999-01-30 | 1:00 | 42.8 | 0 | 0 | 0 | 0 | 0 | 0 | 0 | 0 | 0 | 0 | 0 | 0 | 0
1999-01-30 | 2:00 | 41 | 0 | 0 | 0 | 0 | 0 | 0 | 0 | 0 | 0 | 0 | 0 | 0 | 0
1999-01-30 | 3:00 | 41 | 0 | 0 | 0 | 0 | 0 | 0 | 0 | 0 | 0 | 0 | 0 | 0 | 0
1999-01-30 | 4:00 | 41 | 0 | 0 | 0 | 0 | 0 | 0 | 0 | 0 | 0 | 0 | 0 | 0 | 0
1999-01-30 | 5:00 | 41 | 0 | 0 | 0 | 0 | 0 | 0 | 0 | 0 | 0 | 0 | 0 | 0 | 0
1999-01-30 | 6:00 | 42.8 | 0 | 0 | 0 | 0 | 0 | 0 | 0 | 0 | 0 | 0 | 0 | 0 | 0
1999-01-30 | 7:00 | 39.2 | 0 | 0 | 410624.9777 | 410.625 | 0 | 410.625 | 0 | 410.625 | 0 | 0 | 0 | 39.2 | 410.625
1999-01-30 | 8:00 | 44.6 | 2.8074 | 0.0028074 | 283473.0004 | 283.473 | 283.473 | 0 | 76.6143 | 0 | 193.8342 | -193.8314 | 0 | 0 | 0
1999-01-30 | 9:00 | 53.6 | 418.9818 | 0.41898 | 170823.4635 | 170.8235 | 170.8235 | 0 | 46.1685 | 0 | 116.8063 | -116.3873 | 0 | 0 | 0
1999-01-30 | 10:00 | 60.8 | 89006.556 | 89.0066 | 17036.2193 | 17.0362 | 17.0362 | 0 | 4.8675 | 0 | 12.3148 | 76.6918 | 76.6918 | 0 | 0
1999-01-30 | 11:00 | 64.4 | 225387.8302 | 225.3878 | 13613.3914 | 13.6134 | 13.6134 | 0 | 3.8895 | 0 | 9.8405 | 215.5473 | 215.5473 | 0 | 0
1999-01-30 | 12:00 | 68 | 338301.5786 | 338.3016 | 10561.1102 | 10.5611 | 10.5611 | 0 | 3.0175 | 0 | 7.6342 | 330.6674 | 330.6674 | 0 | 0
1999-01-30 | 13:00 | 68 | 377189.7256 | 377.1897 | 9906.2512 | 9.9063 | 9.9063 | 0 | 2.8304 | 0 | 7.1608 | 370.0289 | 370.0289 | 0 | 0
1999-01-30 | 14:00 | 66.2 | 364228.9384 | 364.2289 | 7944.8142 | 7.9448 | 7.9448 | 0 | 2.2699 | 0 | 5.743 | 358.486 | 358.486 | 0 | 0
1999-01-30 | 15:00 | 64.94 | 334710.9643 | 334.711 | 5415.0792 | 5.4151 | 5.4151 | 0 | 1.5472 | 0 | 3.9143 | 330.7966 | 330.7966 | 0 | 0
1999-01-30 | 16:00 | 62.6 | 269223.809 | 269.2238 | 3884.4351 | 3.8844 | 3.8844 | 0 | 1.1098 | 0 | 2.8079 | 266.4159 | 266.4159 | 0 | 0
1999-01-30 | 17:00 | 60.8 | 187350.3416 | 187.3503 | 1521.2836 | 1.5213 | 1.5213 | 0 | 0.43465 | 0 | 1.0997 | 186.2507 | 186.2507 | 0 | 0
1999-01-30 | 18:00 | 57.2 | 91891.9237 | 91.8919 | 2800.8831 | 2.8009 | 2.8009 | 0 | 0.80025 | 0 | 2.0246 | 89.8673 | 89.8673 | 0 | 0
1999-01-30 | 19:00 | 53.6 | 21214.8166 | 21.2148 | 5221.0552 | 5.2211 | 5.2211 | 0 | 1.4917 | 0 | 3.7741 | 17.4407 | 17.4407 | 0 | 0
1999-01-30 | 20:00 | 51.8 | 2.2104 | 0.0022104 | 48081.1815 | 48.0812 | 48.0812 | 0 | 13.7375 | 0 | 34.7558 | -34.7536 | 0 | 0 | 0
1999-01-30 | 21:00 | 50 | 0 | 0 | 67075.8373 | 67.0758 | 67.0758 | 0 | 19.1645 | 0 | 48.4862 | -48.4862 | 0 | 0 | 0
1999-01-30 | 22:00 | 51.8 | 2.3928 | 0.0023928 | 78271.4999 | 78.2715 | 78.2715 | 0 | 22.3633 | 0 | 56.5791 | -56.5767 | 0 | 0 | 0
1999-01-30 | 23:00 | 50 | 0 | 0 | 0 | 0 | 0 | 0 | 0 | 0 | 0 | 0 | 0 | 0 | 0
1999-01-30 | 24:00 | 48.2 | 0 | 0 | 0 | 0 | 0 | 0 | 0 | 0 | 0 | 0 | 0 | 0 | 0
1999-01-31 | 1:00 | 46.4 | 0 | 0 | 0 | 0 | 0 | 0 | 0 | 0 | 0 | 0 | 0 | 0 | 0
1999-01-31 | 2:00 | 48.2 | 0 | 0 | 0 | 0 | 0 | 0 | 0 | 0 | 0 | 0 | 0 | 0 | 0
1999-01-31 | 3:00 | 48.2 | 0 | 0 | 0 | 0 | 0 | 0 | 0 | 0 | 0 | 0 | 0 | 0 | 0
1999-01-31 | 4:00 | 42.8 | 0 | 0 | 0 | 0 | 0 | 0 | 0 | 0 | 0 | 0 | 0 | 0 | 0
1999-01-31 | 5:00 | 44.6 | 0 | 0 | 0 | 0 | 0 | 0 | 0 | 0 | 0 | 0 | 0 | 0 | 0
1999-01-31 | 6:00 | 46.4 | 0 | 0 | 0 | 0 | 0 | 0 | 0 | 0 | 0 | 0 | 0 | 0 | 0
1999-01-31 | 7:00 | 48.2 | 4.3939 | 0.0043939 | 293539.3249 | 293.5393 | 293.5393 | 0 | 79.335 | 0 | 200.7174 | -200.713 | 0 | 0 | 0
1999-01-31 | 8:00 | 51.8 | 8.9857 | 0.0089857 | 133272.1751 | 133.2722 | 133.2722 | 0 | 36.0195 | 0 | 91.1294 | -91.1204 | 0 | 0 | 0
1999-01-31 | 9:00 | 51.8 | 9.7094 | 0.0097094 | 100341.3007 | 100.3413 | 100.3413 | 0 | 28.6689 | 0 | 72.5324 | -72.5227 | 0 | 0 | 0
1999-01-31 | 10:00 | 48.2 | 13.9523 | 0.013952 | 192020.5626 | 192.0206 | 192.0206 | 0 | 51.8974 | 0 | 131.3005 | -131.2866 | 0 | 0 | 0
1999-01-31 | 11:00 | 50 | 13.3587 | 0.013359 | 199737.8119 | 199.7378 | 199.7378 | 0 | 53.9832 | 0 | 136.5775 | -136.5641 | 0 | 0 | 0
1999-01-31 | 12:00 | 51.8 | 21.7109 | 0.021711 | 54771.2699 | 54.7713 | 54.7713 | 0 | 15.6489 | 0 | 39.5918 | -39.5701 | 0 | 0 | 0
1999-01-31 | 13:00 | 55.4 | 7965.7625 | 7.9658 | 19251.0953 | 19.2511 | 19.2511 | 0 | 5.5003 | 0 | 13.9158 | -5.95 | 0 | 0 | 0
1999-01-31 | 14:00 | 57.2 | 61660.1806 | 61.6602 | 11224.8502 | 11.2249 | 11.2249 | 0 | 3.2071 | 0 | 8.114 | 53.5462 | 53.5462 | 0 | 0
1999-01-31 | 15:00 | 57.2 | 76135.2375 | 76.1352 | 8392.1017 | 8.3921 | 8.3921 | 0 | 2.3977 | 0 | 6.0663 | 70.0689 | 70.0689 | 0 | 0
1999-01-31 | 16:00 | 57.2 | 68826.9654 | 68.827 | 6847.1643 | 6.8472 | 6.8472 | 0 | 1.9563 | 0 | 4.9495 | 63.8774 | 63.8774 | 0 | 0
1999-01-31 | 17:00 | 55.4 | 57146.1449 | 57.1461 | 3072.251 | 3.0723 | 3.0723 | 0 | 0.87779 | 0 | 2.2208 | 54.9253 | 54.9253 | 0 | 0
1999-01-31 | 18:00 | 51.8 | 1615.6343 | 1.6156 | 19714.0656 | 19.7141 | 19.7141 | 0 | 5.6326 | 0 | 14.2505 | -12.6348 | 0 | 0 | 0
1999-01-31 | 19:00 | 51.8 | 6.3669 | 0.0063669 | 47774.4424 | 47.7744 | 47.7744 | 0 | 13.6498 | 0 | 34.5341 | -34.5277 | 0 | 0 | 0
1999-01-31 | 20:00 | 48.2 | 2.6139 | 0.0026139 | 144903.9306 | 144.9039 | 144.9039 | 0 | 39.1632 | 0 | 99.083 | -99.0803 | 0 | 0 | 0
1999-01-31 | 21:00 | 46.4 | 2.4911 | 0.0024911 | 130380.2104 | 130.3802 | 130.3802 | 0 | 35.2379 | 0 | 89.1519 | -89.1494 | 0 | 0 | 0
1999-01-31 | 22:00 | 47.12 | 3.5268 | 0.0035268 | 133930.1748 | 133.9302 | 133.9302 | 0 | 36.1973 | 0 | 91.5793 | -91.5758 | 0 | 0 | 0
1999-01-31 | 23:00 | 48.02 | 0 | 0 | 0 | 0 | 0 | 0 | 0 | 0 | 0 | 0 | 0 | 0 | 0
1999-01-31 | 24:00 | 48.74 | 0 | 0 | 0 | 0 | 0 | 0 | 0 | 0 | 0 | 0 | 0 | 0 | 0
2003-02-01 | 1:00 | 49.46 | 0 | 0 | 0 | 0 | 0 | 0 | 0 | 0 | 0 | 0 | 0 | 0 | 0
2003-02-01 | 2:00 | 50.18 | 0 | 0 | 0 | 0 | 0 | 0 | 0 | 0 | 0 | 0 | 0 | 0 | 0
2003-02-01 | 3:00 | 51.08 | 0 | 0 | 0 | 0 | 0 | 0 | 0 | 0 | 0 | 0 | 0 | 0 | 0
2003-02-01 | 4:00 | 51.8 | 0 | 0 | 0 | 0 | 0 | 0 | 0 | 0 | 0 | 0 | 0 | 0 | 0
2003-02-01 | 5:00 | 51.8 | 0 | 0 | 0 | 0 | 0 | 0 | 0 | 0 | 0 | 0 | 0 | 0 | 0
2003-02-01 | 6:00 | 50 | 0 | 0 | 0 | 0 | 0 | 0 | 0 | 0 | 0 | 0 | 0 | 0 | 0
2003-02-01 | 7:00 | 48.2 | 3.1942 | 0.0031942 | 258704.3695 | 258.7044 | 258.7044 | 0 | 69.9201 | 0 | 176.8979 | -176.8947 | 0 | 0 | 0
2003-02-01 | 8:00 | 55.4 | 3506.2677 | 3.5063 | 85960.0517 | 85.9601 | 85.9601 | 0 | 24.56 | 0 | 62.1368 | -58.6306 | 0 | 0 | 0
2003-02-01 | 9:00 | 62.6 | 142177.7442 | 142.1777 | 14731.7609 | 14.7318 | 14.7318 | 0 | 4.2091 | 0 | 10.649 | 131.5288 | 131.5288 | 0 | 0
2003-02-01 | 10:00 | 66.2 | 330321.9202 | 330.3219 | 9830.456 | 9.8305 | 9.8305 | 0 | 2.8087 | 0 | 7.106 | 323.2159 | 323.2159 | 0 | 0
2003-02-01 | 11:00 | 73.4 | 525766.4111 | 525.7664 | 7440.5732 | 7.4406 | 7.4406 | 0 | 2.1259 | 0 | 5.3785 | 520.3879 | 520.3879 | 0 | 0
2003-02-01 | 12:00 | 77 | 701125.165 | 701.1252 | 5534.0389 | 5.534 | 5.534 | 0 | 1.5812 | 0 | 4.0003 | 697.1248 | 697.1248 | 0 | 0
2003-02-01 | 13:00 | 78.8 | 782076.891 | 782.0769 | 4610.4218 | 4.6104 | 4.6104 | 0 | 1.3173 | 0 | 3.3327 | 778.7442 | 778.7442 | 0 | 0
2003-02-01 | 14:00 | 75.2 | 767939.6135 | 767.9396 | 2505.8517 | 2.5059 | 2.5059 | 0 | 0.71596 | 0 | 1.8114 | 766.1282 | 766.1282 | 0 | 0
2003-02-01 | 15:00 | 78.8 | 832614.3547 | 832.6144 | 1098.9773 | 1.099 | 1.099 | 0 | 0.31399 | 0 | 0.7944 | 831.82 | 831.82 | 0 | 0
2003-02-01 | 16:00 | 75.2 | 791354.5838 | 791.3546 | 764.7776 | 0.76478 | 0.76478 | 0 | 0.21851 | 0 | 0.55282 | 790.8018 | 790.8018 | 0 | 0
2003-02-01 | 17:00 | 71.6 | 675139.0093 | 675.139 | 576.335 | 0.57634 | 0.57634 | 0 | 0.16467 | 0 | 0.41661 | 674.7224 | 674.7224 | 0 | 0
2003-02-01 | 18:00 | 66.2 | 363588.9306 | 363.5889 | 1271.5437 | 1.2715 | 1.2715 | 0 | 0.3633 | 0 | 0.91914 | 362.6698 | 362.6698 | 0 | 0
2003-02-01 | 19:00 | 62.6 | 299410.059 | 299.4101 | 1510.685 | 1.5107 | 1.5107 | 0 | 0.43162 | 0 | 1.092 | 298.318 | 298.318 | 0 | 0
2003-02-01 | 20:00 | 57.2 | 182810.7088 | 182.8107 | 6002.79 | 6.0028 | 6.0028 | 0 | 1.7151 | 0 | 4.3392 | 178.4715 | 178.4715 | 0 | 0
2003-02-01 | 21:00 | 57.2 | 81140.0145 | 81.14 | 14981.7805 | 14.9818 | 14.9818 | 0 | 4.2805 | 0 | 10.8297 | 70.3103 | 70.3103 | 0 | 0
2003-02-01 | 22:00 | 51.8 | 9555.3611 | 9.5554 | 37661.137 | 37.6611 | 37.6611 | 0 | 10.7603 | 0 | 27.2236 | -17.6683 | 0 | 0 | 0
2003-02-01 | 23:00 | 55.4 | 0 | 0 | 0 | 0 | 0 | 0 | 0 | 0 | 0 | 0 | 0 | 0 | 0
2003-02-01 | 24:00 | 55.4 | 0 | 0 | 0 | 0 | 0 | 0 | 0 | 0 | 0 | 0 | 0 | 0 | 0
2003-02-02 | 1:00 | 55.4 | 0 | 0 | 0 | 0 | 0 | 0 | 0 | 0 | 0 | 0 | 0 | 0 | 0
2003-02-02 | 2:00 | 55.4 | 0 | 0 | 0 | 0 | 0 | 0 | 0 | 0 | 0 | 0 | 0 | 0 | 0
2003-02-02 | 3:00 | 53.6 | 0 | 0 | 0 | 0 | 0 | 0 | 0 | 0 | 0 | 0 | 0 | 0 | 0
2003-02-02 | 4:00 | 53.6 | 0 | 0 | 0 | 0 | 0 | 0 | 0 | 0 | 0 | 0 | 0 | 0 | 0
2003-02-02 | 5:00 | 53.6 | 0 | 0 | 0 | 0 | 0 | 0 | 0 | 0 | 0 | 0 | 0 | 0 | 0
2003-02-02 | 6:00 | 51.8 | 0 | 0 | 0 | 0 | 0 | 0 | 0 | 0 | 0 | 0 | 0 | 0 | 0
2003-02-02 | 7:00 | 48.2 | 3.302 | 0.003302 | 211105.3144 | 211.1053 | 211.1053 | 0 | 57.0555 | 0 | 144.3504 | -144.3471 | 0 | 0 | 0
2003-02-02 | 8:00 | 51.8 | 7.0624 | 0.0070624 | 88752.8366 | 88.7528 | 88.7528 | 0 | 25.358 | 0 | 64.1556 | -64.1486 | 0 | 0 | 0
2003-02-02 | 9:00 | 55.4 | 11349.4872 | 11.3495 | 18837.9025 | 18.8379 | 18.8379 | 0 | 5.3823 | 0 | 13.6171 | -2.2676 | 0 | 0 | 0
2003-02-02 | 10:00 | 62.6 | 135730.4563 | 135.7305 | 4017.5293 | 4.0175 | 4.0175 | 0 | 1.1479 | 0 | 2.9041 | 132.8264 | 132.8264 | 0 | 0
2003-02-02 | 11:00 | 64.4 | 263394.9857 | 263.395 | 2802.2175 | 2.8022 | 2.8022 | 0 | 0.80063 | 0 | 2.0256 | 261.3694 | 261.3694 | 0 | 0
2003-02-02 | 12:00 | 64.4 | 284457.4603 | 284.4575 | 2747.865 | 2.7479 | 2.7479 | 0 | 0.7851 | 0 | 1.9863 | 282.4711 | 282.4711 | 0 | 0
2003-02-02 | 13:00 | 68 | 327467.739 | 327.4677 | 2964.2358 | 2.9642 | 2.9642 | 0 | 0.84692 | 0 | 2.1427 | 325.325 | 325.325 | 0 | 0
2003-02-02 | 14:00 | 69.8 | 410479.3665 | 410.4794 | 1758.4622 | 1.7585 | 1.7585 | 0 | 0.50242 | 0 | 1.2711 | 409.2082 | 409.2082 | 0 | 0
2003-02-02 | 15:00 | 69.8 | 453350.1013 | 453.3501 | 1776.4776 | 1.7765 | 1.7765 | 0 | 0.50757 | 0 | 1.2841 | 452.066 | 452.066 | 0 | 0
2003-02-02 | 16:00 | 68 | 419537.9139 | 419.5379 | 1460.0419 | 1.46 | 1.46 | 0 | 0.41715 | 0 | 1.0554 | 418.4825 | 418.4825 | 0 | 0
2003-02-02 | 17:00 | 66.2 | 350605.0277 | 350.605 | 683.5808 | 0.68358 | 0.68358 | 0 | 0.19531 | 0 | 0.49413 | 350.1109 | 350.1109 | 0 | 0
2003-02-02 | 18:00 | 64.4 | 238156.5843 | 238.1566 | 1496.502 | 1.4965 | 1.4965 | 0 | 0.42757 | 0 | 1.0818 | 237.0748 | 237.0748 | 0 | 0
2003-02-02 | 19:00 | 62.6 | 205827.9029 | 205.8279 | 1799.0794 | 1.7991 | 1.7991 | 0 | 0.51402 | 0 | 1.3005 | 204.5274 | 204.5274 | 0 | 0
2003-02-02 | 20:00 | 60.8 | 164472.9561 | 164.473 | 7080.9337 | 7.0809 | 7.0809 | 0 | 2.0231 | 0 | 5.1185 | 159.3545 | 159.3545 | 0 | 0
2003-02-02 | 21:00 | 57.2 | 91168.7996 | 91.1688 | 16385.9529 | 16.386 | 16.386 | 0 | 4.6817 | 0 | 11.8447 | 79.3241 | 79.3241 | 0 | 0
2003-02-02 | 22:00 | 60.8 | 85645.6646 | 85.6457 | 27706.8634 | 27.7069 | 27.7069 | 0 | 7.9162 | 0 | 20.0281 | 65.6176 | 65.6176 | 0 | 0
2003-02-02 | 23:00 | 62.6 | 0 | 0 | 0 | 0 | 0 | 0 | 0 | 0 | 0 | 0 | 0 | 0 | 0
2003-02-02 | 24:00 | 62.6 | 0 | 0 | 0 | 0 | 0 | 0 | 0 | 0 | 0 | 0 | 0 | 0 | 0
2003-02-03 | 1:00 | 60.8 | 0 | 0 | 0 | 0 | 0 | 0 | 0 | 0 | 0 | 0 | 0 | 0 | 0
2003-02-03 | 2:00 | 60.8 | 0 | 0 | 0 | 0 | 0 | 0 | 0 | 0 | 0 | 0 | 0 | 0 | 0
2003-02-03 | 3:00 | 53.6 | 0 | 0 | 0 | 0 | 0 | 0 | 0 | 0 | 0 | 0 | 0 | 0 | 0
2003-02-03 | 4:00 | 57.2 | 0 | 0 | 0 | 0 | 0 | 0 | 0 | 0 | 0 | 0 | 0 | 0 | 0
2003-02-03 | 5:00 | 51.8 | 0 | 0 | 0 | 0 | 0 | 0 | 0 | 0 | 0 | 0 | 0 | 0 | 0
2003-02-03 | 6:00 | 57.2 | 0 | 0 | 0 | 0 | 0 | 0 | 0 | 0 | 0 | 0 | 0 | 0 | 0
2003-02-03 | 7:00 | 55.4 | 38807.8218 | 38.8078 | 129262.3191 | 129.2623 | 129.2623 | 0 | 34.9358 | 0 | 88.3875 | -49.5797 | 0 | 0 | 0
2003-02-03 | 8:00 | 57.2 | 39829.8879 | 39.8299 | 35112.2714 | 35.1123 | 35.1123 | 0 | 10.0321 | 0 | 25.3812 | 14.4487 | 14.4487 | 0 | 0
2003-02-03 | 9:00 | 60.8 | 128854.9214 | 128.8549 | 4593.9848 | 4.594 | 4.594 | 0 | 1.3126 | 0 | 3.3208 | 125.5341 | 125.5341 | 0 | 0
2003-02-03 | 10:00 | 64.4 | 240299.0772 | 240.2991 | 3034.9595 | 3.035 | 3.035 | 0 | 0.86713 | 0 | 2.1938 | 238.1052 | 238.1052 | 0 | 0
2003-02-03 | 11:00 | 66.2 | 321346.9982 | 321.347 | 2079.6211 | 2.0796 | 2.0796 | 0 | 0.59418 | 0 | 1.5033 | 319.8437 | 319.8437 | 0 | 0
2003-02-03 | 12:00 | 69.8 | 401945.1246 | 401.9451 | 1911.2579 | 1.9113 | 1.9113 | 0 | 0.54607 | 0 | 1.3816 | 400.5636 | 400.5636 | 0 | 0
2003-02-03 | 13:00 | 69.8 | 433656.3832 | 433.6564 | 2094.9261 | 2.0949 | 2.0949 | 0 | 0.59855 | 0 | 1.5143 | 432.1421 | 432.1421 | 0 | 0
2003-02-03 | 14:00 | 71.6 | 489245.93 | 489.2459 | 1219.8227 | 1.2198 | 1.2198 | 0 | 0.34852 | 0 | 0.88176 | 488.3642 | 488.3642 | 0 | 0
2003-02-03 | 15:00 | 71.6 | 546711.7057 | 546.7117 | 986.0473 | 0.98605 | 0.98605 | 0 | 0.28173 | 0 | 0.71277 | 545.9989 | 545.9989 | 0 | 0
2003-02-03 | 16:00 | 69.8 | 510337.7743 | 510.3378 | 822.2326 | 0.82223 | 0.82223 | 0 | 0.23492 | 0 | 0.59436 | 509.7434 | 509.7434 | 0 | 0
2003-02-03 | 17:00 | 66.2 | 390511.1641 | 390.5112 | 499.9124 | 0.49991 | 0.49991 | 0 | 0.14283 | 0 | 0.36137 | 390.1498 | 390.1498 | 0 | 0
2003-02-03 | 18:00 | 62.6 | 223732.719 | 223.7327 | 1257.6353 | 1.2576 | 1.2576 | 0 | 0.35932 | 0 | 0.90909 | 222.8236 | 222.8236 | 0 | 0
2003-02-03 | 19:00 | 60.8 | 168424.4812 | 168.4245 | 1546.4643 | 1.5465 | 1.5465 | 0 | 0.44185 | 0 | 1.1179 | 167.3066 | 167.3066 | 0 | 0
2003-02-03 | 20:00 | 55.4 | 80370.5482 | 80.3705 | 6683.2748 | 6.6833 | 6.6833 | 0 | 1.9095 | 0 | 4.8311 | 75.5395 | 75.5395 | 0 | 0
2003-02-03 | 21:00 | 53.6 | 4789.378 | 4.7894 | 19136.7773 | 19.1368 | 19.1368 | 0 | 5.4677 | 0 | 13.8332 | -9.0438 | 0 | 0 | 0
2003-02-03 | 22:00 | 50 | 0 | 0 | 61104.3189 | 61.1043 | 61.1043 | 0 | 17.4584 | 0 | 44.1697 | -44.1697 | 0 | 0 | 0
2003-02-03 | 23:00 | 48.2 | 0 | 0 | 0 | 0 | 0 | 0 | 0 | 0 | 0 | 0 | 0 | 0 | 0
2003-02-03 | 24:00 | 48.2 | 0 | 0 | 0 | 0 | 0 | 0 | 0 | 0 | 0 | 0 | 0 | 0 | 0
2003-02-04 | 1:00 | 46.4 | 0 | 0 | 0 | 0 | 0 | 0 | 0 | 0 | 0 | 0 | 0 | 0 | 0
2003-02-04 | 2:00 | 46.4 | 0 | 0 | 0 | 0 | 0 | 0 | 0 | 0 | 0 | 0 | 0 | 0 | 0
2003-02-04 | 3:00 | 42.8 | 0 | 0 | 0 | 0 | 0 | 0 | 0 | 0 | 0 | 0 | 0 | 0 | 0
2003-02-04 | 4:00 | 39.2 | 0 | 0 | 0 | 0 | 0 | 0 | 0 | 0 | 0 | 0 | 0 | 39.2 | 0
2003-02-04 | 5:00 | 41 | 0 | 0 | 0 | 0 | 0 | 0 | 0 | 0 | 0 | 0 | 0 | 0 | 0
2003-02-04 | 6:00 | 39.2 | 0 | 0 | 0 | 0 | 0 | 0 | 0 | 0 | 0 | 0 | 0 | 39.2 | 0
2003-02-04 | 7:00 | 39.2 | 0 | 0 | 375978.3546 | 375.9784 | 0 | 375.9784 | 0 | 375.9784 | 0 | 0 | 0 | 39.2 | 375.9784
2003-02-04 | 8:00 | 44.6 | 0 | 0 | 270821.3921 | 270.8214 | 270.8214 | 0 | 73.195 | 0 | 185.1833 | -185.1833 | 0 | 0 | 0
2003-02-04 | 9:00 | 53.6 | 4.1419 | 0.0041419 | 100923.2366 | 100.9232 | 100.9232 | 0 | 28.8352 | 0 | 72.9531 | -72.9489 | 0 | 0 | 0
2003-02-04 | 10:00 | 57.2 | 30733.185 | 30.7332 | 23862.5297 | 23.8625 | 23.8625 | 0 | 6.8179 | 0 | 17.2492 | 13.484 | 13.484 | 0 | 0
2003-02-04 | 11:00 | 64.4 | 157673.5802 | 157.6736 | 20580.1012 | 20.5801 | 20.5801 | 0 | 5.88 | 0 | 14.8765 | 142.7971 | 142.7971 | 0 | 0
2003-02-04 | 12:00 | 68 | 285526.5788 | 285.5266 | 20908.1367 | 20.9081 | 20.9081 | 0 | 5.9738 | 0 | 15.1136 | 270.413 | 270.413 | 0 | 0
2003-02-04 | 13:00 | 69.8 | 344928.7867 | 344.9288 | 21571.5753 | 21.5716 | 21.5716 | 0 | 6.1633 | 0 | 15.5932 | 329.3356 | 329.3356 | 0 | 0
2003-02-04 | 14:00 | 69.8 | 365424.2712 | 365.4243 | 13053.3807 | 13.0534 | 13.0534 | 0 | 3.7295 | 0 | 9.4357 | 355.9885 | 355.9885 | 0 | 0
2003-02-04 | 15:00 | 69.8 | 357458.9522 | 357.459 | 8903.1612 | 8.9032 | 8.9032 | 0 | 2.5438 | 0 | 6.4357 | 351.0232 | 351.0232 | 0 | 0
2003-02-04 | 16:00 | 68 | 321151.7278 | 321.1517 | 7969.7427 | 7.9697 | 7.9697 | 0 | 2.2771 | 0 | 5.761 | 315.3907 | 315.3907 | 0 | 0
2003-02-04 | 17:00 | 64.4 | 226945.2142 | 226.9452 | 8700.0084 | 8.7 | 8.7 | 0 | 2.4857 | 0 | 6.2889 | 220.6564 | 220.6564 | 0 | 0
2003-02-04 | 18:00 | 60.8 | 137716.1669 | 137.7162 | 45097.0648 | 45.0971 | 45.0971 | 0 | 12.8849 | 0 | 32.5987 | 105.1174 | 105.1174 | 0 | 0
2003-02-04 | 19:00 | 57.2 | 72680.7159 | 72.6807 | 6494.3538 | 6.4944 | 6.4944 | 0 | 1.8555 | 0 | 4.6945 | 67.9862 | 67.9862 | 0 | 0
2003-02-04 | 20:00 | 51.8 | 8466.0096 | 8.466 | 38304.8894 | 38.3049 | 38.3049 | 0 | 10.9443 | 0 | 27.689 | -19.223 | 0 | 0 | 0
2003-02-04 | 21:00 | 46.4 | 0 | 0 | 106777.7293 | 106.7777 | 106.7777 | 0 | 30.5079 | 0 | 77.185 | -77.185 | 0 | 0 | 0
2003-02-04 | 22:00 | 46.4 | 0 | 0 | 137624.0106 | 137.624 | 137.624 | 0 | 37.1957 | 0 | 94.1051 | -94.1051 | 0 | 0 | 0
2003-02-04 | 23:00 | 46.4 | 0 | 0 | 0 | 0 | 0 | 0 | 0 | 0 | 0 | 0 | 0 | 0 | 0
2003-02-04 | 24:00 | 44.6 | 0 | 0 | 0 | 0 | 0 | 0 | 0 | 0 | 0 | 0 | 0 | 0 | 0
2003-02-05 | 1:00 | 41 | 0 | 0 | 0 | 0 | 0 | 0 | 0 | 0 | 0 | 0 | 0 | 0 | 0
2003-02-05 | 2:00 | 44.6 | 0 | 0 | 0 | 0 | 0 | 0 | 0 | 0 | 0 | 0 | 0 | 0 | 0
2003-02-05 | 3:00 | 41 | 0 | 0 | 0 | 0 | 0 | 0 | 0 | 0 | 0 | 0 | 0 | 0 | 0
2003-02-05 | 4:00 | 39.2 | 0 | 0 | 0 | 0 | 0 | 0 | 0 | 0 | 0 | 0 | 0 | 39.2 | 0
2003-02-05 | 5:00 | 37.4 | 0 | 0 | 0 | 0 | 0 | 0 | 0 | 0 | 0 | 0 | 0 | 37.4 | 0
2003-02-05 | 6:00 | 51.8 | 0 | 0 | 0 | 0 | 0 | 0 | 0 | 0 | 0 | 0 | 0 | 0 | 0
2003-02-05 | 7:00 | 53.6 | 5.5493 | 0.0055493 | 94685.8561 | 94.6859 | 94.6859 | 0 | 27.0531 | 0 | 68.4443 | -68.4388 | 0 | 0 | 0
2003-02-05 | 8:00 | 55.4 | 5988.7855 | 5.9888 | 53228.5502 | 53.2286 | 53.2286 | 0 | 15.2082 | 0 | 38.4766 | -32.4879 | 0 | 0 | 0
2003-02-05 | 9:00 | 55.4 | 16404.8398 | 16.4048 | 44802.3989 | 44.8024 | 44.8024 | 0 | 12.8007 | 0 | 32.3857 | -15.9809 | 0 | 0 | 0
2003-02-05 | 10:00 | 57.2 | 33028.6239 | 33.0286 | 42452.4567 | 42.4525 | 42.4525 | 0 | 12.1293 | 0 | 30.6871 | 2.3416 | 2.3416 | 0 | 0
2003-02-05 | 11:00 | 59 | 63374.3308 | 63.3743 | 22043.4409 | 22.0434 | 22.0434 | 0 | 6.2981 | 0 | 15.9343 | 47.4401 | 47.4401 | 0 | 0
2003-02-05 | 12:00 | 60.8 | 96213.1317 | 96.2131 | 20797.2612 | 20.7973 | 20.7973 | 0 | 5.9421 | 0 | 15.0334 | 81.1797 | 81.1797 | 0 | 0
2003-02-05 | 13:00 | 62.6 | 128172.9597 | 128.173 | 37945.7044 | 37.9457 | 37.9457 | 0 | 10.8416 | 0 | 27.4293 | 100.7436 | 100.7436 | 0 | 0
2003-02-05 | 14:00 | 62.6 | 140053.798 | 140.0538 | 32162.253 | 32.1623 | 32.1623 | 0 | 9.1892 | 0 | 23.2487 | 116.8051 | 116.8051 | 0 | 0
2003-02-05 | 15:00 | 64.4 | 154198.5137 | 154.1985 | 19015.1665 | 19.0152 | 19.0152 | 0 | 5.4329 | 0 | 13.7452 | 140.4533 | 140.4533 | 0 | 0
2003-02-05 | 16:00 | 62.6 | 150908.7457 | 150.9087 | 13358.3392 | 13.3583 | 13.3583 | 0 | 3.8167 | 0 | 9.6562 | 141.2526 | 141.2526 | 0 | 0
2003-02-05 | 17:00 | 60.8 | 120251.8096 | 120.2518 | 17768.4918 | 17.7685 | 17.7685 | 0 | 5.0767 | 0 | 12.8441 | 107.4077 | 107.4077 | 0 | 0
2003-02-05 | 18:00 | 57.2 | 71973.643 | 71.9736 | 35908.8772 | 35.9089 | 35.9089 | 0 | 10.2597 | 0 | 25.957 | 46.0167 | 46.0167 | 0 | 0
2003-02-05 | 19:00 | 57.2 | 45725.6605 | 45.7257 | 42919.167 | 42.9192 | 42.9192 | 0 | 12.2626 | 0 | 31.0244 | 14.7012 | 14.7012 | 0 | 0
2003-02-05 | 20:00 | 55.4 | 28331.9085 | 28.3319 | 52751.1852 | 52.7512 | 52.7512 | 0 | 15.0718 | 0 | 38.1316 | -9.7997 | 0 | 0 | 0
2003-02-05 | 21:00 | 51.8 | 926.3819 | 0.92638 | 75197.8265 | 75.1978 | 75.1978 | 0 | 21.4851 | 0 | 54.3573 | -53.4309 | 0 | 0 | 0
2003-02-05 | 22:00 | 48.2 | 0 | 0 | 125542.0714 | 125.5421 | 125.5421 | 0 | 33.9303 | 0 | 85.8436 | -85.8436 | 0 | 0 | 0
2003-02-05 | 23:00 | 44.6 | 0 | 0 | 0 | 0 | 0 | 0 | 0 | 0 | 0 | 0 | 0 | 0 | 0
2003-02-05 | 24:00 | 42.8 | 0 | 0 | 0 | 0 | 0 | 0 | 0 | 0 | 0 | 0 | 0 | 0 | 0
2003-02-06 | 1:00 | 41 | 0 | 0 | 0 | 0 | 0 | 0 | 0 | 0 | 0 | 0 | 0 | 0 | 0
2003-02-06 | 2:00 | 39.2 | 0 | 0 | 0 | 0 | 0 | 0 | 0 | 0 | 0 | 0 | 0 | 39.2 | 0
2003-02-06 | 3:00 | 37.4 | 0 | 0 | 0 | 0 | 0 | 0 | 0 | 0 | 0 | 0 | 0 | 37.4 | 0
2003-02-06 | 4:00 | 37.4 | 0 | 0 | 0 | 0 | 0 | 0 | 0 | 0 | 0 | 0 | 0 | 37.4 | 0
2003-02-06 | 5:00 | 33.8 | 0 | 0 | 0 | 0 | 0 | 0 | 0 | 0 | 0 | 0 | 0 | 33.8 | 0
2003-02-06 | 6:00 | 33.8 | 0 | 0 | 0 | 0 | 0 | 0 | 0 | 0 | 0 | 0 | 0 | 33.8 | 0
2003-02-06 | 7:00 | 35.6 | 0 | 0 | 442968.7685 | 442.9688 | 0 | 442.9688 | 0 | 442.9688 | 0 | 0 | 0 | 35.6 | 442.9688
2003-02-06 | 8:00 | 42.8 | 2.2133 | 0.0022133 | 300941.2734 | 300.9413 | 300.9413 | 0 | 81.3355 | 0 | 205.7788 | -205.7765 | 0 | 0 | 0
2003-02-06 | 9:00 | 50 | 10.842 | 0.010842 | 283567.6604 | 283.5677 | 283.5677 | 0 | 76.6399 | 0 | 193.899 | -193.8881 | 0 | 0 | 0
2003-02-06 | 10:00 | 59 | 44007.034 | 44.007 | 34412.8741 | 34.4129 | 34.4129 | 0 | 9.8322 | 0 | 24.8756 | 19.1314 | 19.1314 | 0 | 0
2003-02-06 | 11:00 | 62.6 | 182827.9216 | 182.8279 | 12739.6014 | 12.7396 | 12.7396 | 0 | 3.6399 | 0 | 9.2089 | 173.619 | 173.619 | 0 | 0
2003-02-06 | 12:00 | 64.4 | 253965.296 | 253.9653 | 11038.6723 | 11.0387 | 11.0387 | 0 | 3.1539 | 0 | 7.9794 | 245.9859 | 245.9859 | 0 | 0
2003-02-06 | 13:00 | 64.4 | 266159.1009 | 266.1591 | 10287.5198 | 10.2875 | 10.2875 | 0 | 2.9393 | 0 | 7.4364 | 258.7227 | 258.7227 | 0 | 0
2003-02-06 | 14:00 | 66.2 | 303249.0243 | 303.249 | 8510.7275 | 8.5107 | 8.5107 | 0 | 2.4316 | 0 | 6.152 | 297.097 | 297.097 | 0 | 0
2003-02-06 | 15:00 | 66.2 | 327102.1713 | 327.1022 | 5747.8091 | 5.7478 | 5.7478 | 0 | 1.6422 | 0 | 4.1548 | 322.9473 | 322.9473 | 0 | 0
2003-02-06 | 16:00 | 64.4 | 297852.6973 | 297.8527 | 4005.4155 | 4.0054 | 4.0054 | 0 | 1.1444 | 0 | 2.8953 | 294.9574 | 294.9574 | 0 | 0
2003-02-06 | 17:00 | 62.6 | 239791.9226 | 239.7919 | 1725.8559 | 1.7259 | 1.7259 | 0 | 0.4931 | 0 | 1.2475 | 238.5444 | 238.5444 | 0 | 0
2003-02-06 | 18:00 | 55.4 | 91544.343 | 91.5443 | 2615.8466 | 2.6158 | 2.6158 | 0 | 0.74738 | 0 | 1.8909 | 89.6535 | 89.6535 | 0 | 0
2003-02-06 | 19:00 | 55.4 | 25606.9823 | 25.607 | 3084.0778 | 3.0841 | 3.0841 | 0 | 0.88117 | 0 | 2.2293 | 23.3776 | 23.3776 | 0 | 0
2003-02-06 | 20:00 | 55.4 | 24416.3853 | 24.4164 | 11214.5896 | 11.2146 | 11.2146 | 0 | 3.2042 | 0 | 8.1065 | 16.3098 | 16.3098 | 0 | 0
2003-02-06 | 21:00 | 51.8 | 1369.7895 | 1.3698 | 35799.7924 | 35.7998 | 35.7998 | 0 | 10.2285 | 0 | 25.8781 | -24.5083 | 0 | 0 | 0
2003-02-06 | 22:00 | 48.2 | 1.6992 | 0.0016992 | 93971.8554 | 93.9719 | 93.9719 | 0 | 26.8491 | 0 | 67.9282 | -67.9265 | 0 | 0 | 0
2003-02-06 | 23:00 | 42.8 | 0 | 0 | 0 | 0 | 0 | 0 | 0 | 0 | 0 | 0 | 0 | 0 | 0
2003-02-06 | 24:00 | 42.8 | 0 | 0 | 0 | 0 | 0 | 0 | 0 | 0 | 0 | 0 | 0 | 0 | 0
2003-02-07 | 1:00 | 39.2 | 0 | 0 | 0 | 0 | 0 | 0 | 0 | 0 | 0 | 0 | 0 | 39.2 | 0
2003-02-07 | 2:00 | 42.8 | 0 | 0 | 0 | 0 | 0 | 0 | 0 | 0 | 0 | 0 | 0 | 0 | 0
2003-02-07 | 3:00 | 42.8 | 0 | 0 | 0 | 0 | 0 | 0 | 0 | 0 | 0 | 0 | 0 | 0 | 0
2003-02-07 | 4:00 | 41.9 | 0 | 0 | 0 | 0 | 0 | 0 | 0 | 0 | 0 | 0 | 0 | 0 | 0
2003-02-07 | 5:00 | 41 | 0 | 0 | 0 | 0 | 0 | 0 | 0 | 0 | 0 | 0 | 0 | 0 | 0
2003-02-07 | 6:00 | 46.4 | 0 | 0 | 0 | 0 | 0 | 0 | 0 | 0 | 0 | 0 | 0 | 0 | 0
2003-02-07 | 7:00 | 46.4 | 1.8549 | 0.0018549 | 306145.4474 | 306.1454 | 306.1454 | 0 | 82.742 | 0 | 209.3373 | -209.3354 | 0 | 0 | 0
2003-02-07 | 8:00 | 51.8 | 7.1626 | 0.0071626 | 124503.1944 | 124.5032 | 124.5032 | 0 | 35.5723 | 0 | 89.998 | -89.9909 | 0 | 0 | 0
2003-02-07 | 9:00 | 55.4 | 7973.8833 | 7.9739 | 28365.1254 | 28.3651 | 28.3651 | 0 | 8.1043 | 0 | 20.5039 | -12.5301 | 0 | 0 | 0
2003-02-07 | 10:00 | 59 | 79722.6677 | 79.7227 | 11206.068 | 11.2061 | 11.2061 | 0 | 3.2017 | 0 | 8.1004 | 71.6223 | 71.6223 | 0 | 0
2003-02-07 | 11:00 | 60.8 | 154597.719 | 154.5977 | 8932.5879 | 8.9326 | 8.9326 | 0 | 2.5522 | 0 | 6.457 | 148.1407 | 148.1407 | 0 | 0
2003-02-07 | 12:00 | 62.6 | 203942.8348 | 203.9428 | 7431.9998 | 7.432 | 7.432 | 0 | 2.1234 | 0 | 5.3723 | 198.5706 | 198.5706 | 0 | 0
2003-02-07 | 13:00 | 62.6 | 218420.7638 | 218.4208 | 6732.0916 | 6.7321 | 6.7321 | 0 | 1.9235 | 0 | 4.8663 | 213.5544 | 213.5544 | 0 | 0
2003-02-07 | 14:00 | 64.4 | 253093.6957 | 253.0937 | 4902.7321 | 4.9027 | 4.9027 | 0 | 1.4008 | 0 | 3.544 | 249.5497 | 249.5497 | 0 | 0
2003-02-07 | 15:00 | 64.4 | 279961.9662 | 279.962 | 3934.8289 | 3.9348 | 3.9348 | 0 | 1.1242 | 0 | 2.8443 | 277.1176 | 277.1176 | 0 | 0
2003-02-07 | 16:00 | 62.6 | 253670.6784 | 253.6707 | 2936.0863 | 2.9361 | 2.9361 | 0 | 0.83888 | 0 | 2.1224 | 251.5483 | 251.5483 | 0 | 0
2003-02-07 | 17:00 | 60.8 | 195818.3265 | 195.8183 | 1214.4415 | 1.2144 | 1.2144 | 0 | 0.34698 | 0 | 0.87787 | 194.9405 | 194.9405 | 0 | 0
2003-02-07 | 18:00 | 53.6 | 54859.3728 | 54.8594 | 3499.6466 | 3.4996 | 3.4996 | 0 | 0.9999 | 0 | 2.5297 | 52.3296 | 52.3296 | 0 | 0
2003-02-07 | 19:00 | 55.4 | 10177.3337 | 10.1773 | 4065.2821 | 4.0653 | 4.0653 | 0 | 1.1615 | 0 | 2.9386 | 7.2387 | 7.2387 | 0 | 0
2003-02-07 | 20:00 | 55.4 | 25112.235 | 25.1122 | 11290.611 | 11.2906 | 11.2906 | 0 | 3.2259 | 0 | 8.1615 | 16.9507 | 16.9507 | 0 | 0
2003-02-07 | 21:00 | 53.6 | 4171.054 | 4.1711 | 24578.8626 | 24.5789 | 24.5789 | 0 | 7.0225 | 0 | 17.767 | -13.596 | 0 | 0 | 0
2003-02-07 | 22:00 | 51.8 | 1.606 | 0.001606 | 55125.6265 | 55.1256 | 55.1256 | 0 | 15.7502 | 0 | 39.848 | -39.8463 | 0 | 0 | 0
2003-02-07 | 23:00 | 51.8 | 0 | 0 | 0 | 0 | 0 | 0 | 0 | 0 | 0 | 0 | 0 | 0 | 0
2003-02-07 | 24:00 | 51.8 | 0 | 0 | 0 | 0 | 0 | 0 | 0 | 0 | 0 | 0 | 0 | 0 | 0
2003-02-08 | 1:00 | 53.6 | 0 | 0 | 0 | 0 | 0 | 0 | 0 | 0 | 0 | 0 | 0 | 0 | 0
2003-02-08 | 2:00 | 53.6 | 0 | 0 | 0 | 0 | 0 | 0 | 0 | 0 | 0 | 0 | 0 | 0 | 0
2003-02-08 | 3:00 | 51.8 | 0 | 0 | 0 | 0 | 0 | 0 | 0 | 0 | 0 | 0 | 0 | 0 | 0
2003-02-08 | 4:00 | 46.4 | 0 | 0 | 0 | 0 | 0 | 0 | 0 | 0 | 0 | 0 | 0 | 0 | 0
2003-02-08 | 5:00 | 42.8 | 0 | 0 | 0 | 0 | 0 | 0 | 0 | 0 | 0 | 0 | 0 | 0 | 0
2003-02-08 | 6:00 | 42.8 | 0 | 0 | 0 | 0 | 0 | 0 | 0 | 0 | 0 | 0 | 0 | 0 | 0
2003-02-08 | 7:00 | 46.4 | 4.4588 | 0.0044588 | 306296.5185 | 306.2965 | 306.2965 | 0 | 82.7828 | 0 | 209.4406 | -209.4361 | 0 | 0 | 0
2003-02-08 | 8:00 | 50 | 7.3682 | 0.0073682 | 122342.0896 | 122.3421 | 122.3421 | 0 | 34.9549 | 0 | 88.4359 | -88.4285 | 0 | 0 | 0
2003-02-08 | 9:00 | 55.4 | 7351.6681 | 7.3517 | 47907.0209 | 47.907 | 47.907 | 0 | 13.6877 | 0 | 34.6299 | -27.2783 | 0 | 0 | 0
2003-02-08 | 10:00 | 60.8 | 113799.2935 | 113.7993 | 8186.5644 | 8.1866 | 8.1866 | 0 | 2.339 | 0 | 5.9177 | 107.8816 | 107.8816 | 0 | 0
2003-02-08 | 11:00 | 60.8 | 185962.5615 | 185.9626 | 5384.3821 | 5.3844 | 5.3844 | 0 | 1.5384 | 0 | 3.8921 | 182.0704 | 182.0704 | 0 | 0
2003-02-08 | 12:00 | 62.6 | 212702.5688 | 212.7026 | 4826.3438 | 4.8263 | 4.8263 | 0 | 1.379 | 0 | 3.4888 | 209.2138 | 209.2138 | 0 | 0
2003-02-08 | 13:00 | 64.4 | 253210.8175 | 253.2108 | 4789.3122 | 4.7893 | 4.7893 | 0 | 1.3684 | 0 | 3.462 | 249.7488 | 249.7488 | 0 | 0
2003-02-08 | 14:00 | 64.4 | 283065.0904 | 283.0651 | 3087.8598 | 3.0879 | 3.0879 | 0 | 0.88225 | 0 | 2.2321 | 280.833 | 280.833 | 0 | 0
2003-02-08 | 15:00 | 64.4 | 289453.7432 | 289.4537 | 2787.0614 | 2.7871 | 2.7871 | 0 | 0.7963 | 0 | 2.0146 | 287.4391 | 287.4391 | 0 | 0
2003-02-08 | 16:00 | 64.4 | 293095.5849 | 293.0956 | 2280.4069 | 2.2804 | 2.2804 | 0 | 0.65154 | 0 | 1.6484 | 291.4472 | 291.4472 | 0 | 0
2003-02-08 | 17:00 | 60.8 | 227938.5834 | 227.9386 | 1024.2453 | 1.0242 | 1.0242 | 0 | 0.29264 | 0 | 0.74038 | 227.1982 | 227.1982 | 0 | 0
2003-02-08 | 18:00 | 57.2 | 99717.9794 | 99.718 | 1885.0919 | 1.8851 | 1.8851 | 0 | 0.5386 | 0 | 1.3627 | 98.3553 | 98.3553 | 0 | 0
2003-02-08 | 19:00 | 51.8 | 13429.2248 | 13.4292 | 13809.0664 | 13.8091 | 13.8091 | 0 | 3.9454 | 0 | 9.982 | 3.4472 | 3.4472 | 0 | 0
2003-02-08 | 20:00 | 51.8 | 0 | 0 | 67753.2203 | 67.7532 | 67.7532 | 0 | 19.3581 | 0 | 48.9759 | -48.9759 | 0 | 0 | 0
2003-02-08 | 21:00 | 48.2 | 0 | 0 | 76382.9832 | 76.383 | 76.383 | 0 | 21.8237 | 0 | 55.214 | -55.214 | 0 | 0 | 0
2003-02-08 | 22:00 | 48.2 | 9.366 | 0.009366 | 101934.6334 | 101.9346 | 101.9346 | 0 | 29.1242 | 0 | 73.6842 | -73.6748 | 0 | 0 | 0
2003-02-08 | 23:00 | 44.6 | 0 | 0 | 0 | 0 | 0 | 0 | 0 | 0 | 0 | 0 | 0 | 0 | 0
2003-02-08 | 24:00 | 44.6 | 0 | 0 | 0 | 0 | 0 | 0 | 0 | 0 | 0 | 0 | 0 | 0 | 0
2003-02-09 | 1:00 | 44.6 | 0 | 0 | 0 | 0 | 0 | 0 | 0 | 0 | 0 | 0 | 0 | 0 | 0
2003-02-09 | 2:00 | 42.8 | 0 | 0 | 0 | 0 | 0 | 0 | 0 | 0 | 0 | 0 | 0 | 0 | 0
2003-02-09 | 3:00 | 42.8 | 0 | 0 | 0 | 0 | 0 | 0 | 0 | 0 | 0 | 0 | 0 | 0 | 0
2003-02-09 | 4:00 | 39.2 | 0 | 0 | 0 | 0 | 0 | 0 | 0 | 0 | 0 | 0 | 0 | 39.2 | 0
2003-02-09 | 5:00 | 37.4 | 0 | 0 | 0 | 0 | 0 | 0 | 0 | 0 | 0 | 0 | 0 | 37.4 | 0
2003-02-09 | 6:00 | 37.4 | 0 | 0 | 0 | 0 | 0 | 0 | 0 | 0 | 0 | 0 | 0 | 37.4 | 0
2003-02-09 | 7:00 | 37.4 | 0 | 0 | 395117.6648 | 395.1177 | 0 | 395.1177 | 0 | 395.1177 | 0 | 0 | 0 | 37.4 | 395.1177
2003-02-09 | 8:00 | 42.8 | 0.75686 | 0.00075686 | 239186.3552 | 239.1864 | 239.1864 | 0 | 64.645 | 0 | 163.5518 | -163.551 | 0 | 0 | 0
2003-02-09 | 9:00 | 48.2 | 10.3268 | 0.010327 | 323495.2783 | 323.4953 | 323.4953 | 0 | 87.4312 | 0 | 221.2008 | -221.1905 | 0 | 0 | 0
2003-02-09 | 10:00 | 55.4 | 6637.023 | 6.637 | 72489.9601 | 72.49 | 72.49 | 0 | 20.7114 | 0 | 52.3999 | -45.7629 | 0 | 0 | 0
2003-02-09 | 11:00 | 60.8 | 119604.3484 | 119.6043 | 7746.8856 | 7.7469 | 7.7469 | 0 | 2.2134 | 0 | 5.5999 | 114.0045 | 114.0045 | 0 | 0
2003-02-09 | 12:00 | 64.4 | 239428.1702 | 239.4282 | 6554.9032 | 6.5549 | 6.5549 | 0 | 1.8728 | 0 | 4.7383 | 234.6899 | 234.6899 | 0 | 0
2003-02-09 | 13:00 | 66.2 | 301562.8965 | 301.5629 | 6002.9181 | 6.0029 | 6.0029 | 0 | 1.7151 | 0 | 4.3393 | 297.2236 | 297.2236 | 0 | 0
2003-02-09 | 14:00 | 68 | 360752.2965 | 360.7523 | 3994.0698 | 3.9941 | 3.9941 | 0 | 1.1412 | 0 | 2.8871 | 357.8652 | 357.8652 | 0 | 0
2003-02-09 | 15:00 | 69.8 | 437939.4666 | 437.9395 | 3105.1906 | 3.1052 | 3.1052 | 0 | 0.8872 | 0 | 2.2446 | 435.6949 | 435.6949 | 0 | 0
2003-02-09 | 16:00 | 68 | 430403.9113 | 430.4039 | 2251.3958 | 2.2514 | 2.2514 | 0 | 0.64326 | 0 | 1.6274 | 428.7765 | 428.7765 | 0 | 0
2003-02-09 | 17:00 | 66.2 | 354080.5038 | 354.0805 | 1106.3689 | 1.1064 | 1.1064 | 0 | 0.31611 | 0 | 0.79975 | 353.2808 | 353.2808 | 0 | 0
2003-02-09 | 18:00 | 60.8 | 198540.564 | 198.5406 | 1894.7624 | 1.8948 | 1.8948 | 0 | 0.54136 | 0 | 1.3696 | 197.1709 | 197.1709 | 0 | 0
2003-02-09 | 19:00 | 57.2 | 103560.0769 | 103.5601 | 2160.8436 | 2.1608 | 2.1608 | 0 | 0.61738 | 0 | 1.562 | 101.9981 | 101.9981 | 0 | 0
2003-02-09 | 20:00 | 51.8 | 13837.094 | 13.8371 | 25618.6475 | 25.6186 | 25.6186 | 0 | 7.3196 | 0 | 18.5186 | -4.6815 | 0 | 0 | 0
2003-02-09 | 21:00 | 48.2 | 1.9218 | 0.0019218 | 76638.5539 | 76.6386 | 76.6386 | 0 | 21.8967 | 0 | 55.3987 | -55.3968 | 0 | 0 | 0
2003-02-09 | 22:00 | 50 | 2.1594 | 0.0021594 | 87127.6305 | 87.1276 | 87.1276 | 0 | 24.8936 | 0 | 62.9808 | -62.9787 | 0 | 0 | 0
2003-02-09 | 23:00 | 48.2 | 0 | 0 | 0 | 0 | 0 | 0 | 0 | 0 | 0 | 0 | 0 | 0 | 0
2003-02-09 | 24:00 | 48.2 | 0 | 0 | 0 | 0 | 0 | 0 | 0 | 0 | 0 | 0 | 0 | 0 | 0
2003-02-10 | 1:00 | 46.4 | 0 | 0 | 0 | 0 | 0 | 0 | 0 | 0 | 0 | 0 | 0 | 0 | 0
2003-02-10 | 2:00 | 44.6 | 0 | 0 | 0 | 0 | 0 | 0 | 0 | 0 | 0 | 0 | 0 | 0 | 0
2003-02-10 | 3:00 | 44.6 | 0 | 0 | 0 | 0 | 0 | 0 | 0 | 0 | 0 | 0 | 0 | 0 | 0
2003-02-10 | 4:00 | 44.6 | 0 | 0 | 0 | 0 | 0 | 0 | 0 | 0 | 0 | 0 | 0 | 0 | 0
2003-02-10 | 5:00 | 44.6 | 0 | 0 | 0 | 0 | 0 | 0 | 0 | 0 | 0 | 0 | 0 | 0 | 0
2003-02-10 | 6:00 | 44.6 | 0 | 0 | 0 | 0 | 0 | 0 | 0 | 0 | 0 | 0 | 0 | 0 | 0
2003-02-10 | 7:00 | 42.8 | 1.2712 | 0.0012712 | 320153.4051 | 320.1534 | 320.1534 | 0 | 86.5279 | 0 | 218.9157 | -218.9144 | 0 | 0 | 0
2003-02-10 | 8:00 | 48.2 | 6.5855 | 0.0065855 | 172989.3695 | 172.9894 | 172.9894 | 0 | 46.7539 | 0 | 118.2873 | -118.2807 | 0 | 0 | 0
2003-02-10 | 9:00 | 50 | 4.2432 | 0.0042432 | 195311.7979 | 195.3118 | 195.3118 | 0 | 52.787 | 0 | 133.551 | -133.5468 | 0 | 0 | 0
2003-02-10 | 10:00 | 60.8 | 61000.8012 | 61.0008 | 23098.6218 | 23.0986 | 23.0986 | 0 | 6.5996 | 0 | 16.697 | 44.3038 | 44.3038 | 0 | 0
2003-02-10 | 11:00 | 66.2 | 236104.5864 | 236.1046 | 8692.8804 | 8.6929 | 8.6929 | 0 | 2.4837 | 0 | 6.2837 | 229.8209 | 229.8209 | 0 | 0
2003-02-10 | 12:00 | 69.8 | 356523.8845 | 356.5239 | 5249.1773 | 5.2492 | 5.2492 | 0 | 1.4998 | 0 | 3.7944 | 352.7295 | 352.7295 | 0 | 0
2003-02-10 | 13:00 | 69.8 | 381283.3382 | 381.2833 | 5207.758 | 5.2078 | 5.2078 | 0 | 1.4879 | 0 | 3.7645 | 377.5189 | 377.5189 | 0 | 0
2003-02-10 | 14:00 | 69.8 | 404388.5119 | 404.3885 | 3764.2756 | 3.7643 | 3.7643 | 0 | 1.0755 | 0 | 2.721 | 401.6675 | 401.6675 | 0 | 0
2003-02-10 | 15:00 | 69.8 | 424147.7584 | 424.1478 | 2809.748 | 2.8097 | 2.8097 | 0 | 0.80279 | 0 | 2.031 | 422.1167 | 422.1167 | 0 | 0
2003-02-10 | 16:00 | 68 | 378922.272 | 378.9223 | 2142.367 | 2.1424 | 2.1424 | 0 | 0.6121 | 0 | 1.5486 | 377.3736 | 377.3736 | 0 | 0
2003-02-10 | 17:00 | 66.2 | 325826.1321 | 325.8261 | 892.2062 | 0.89221 | 0.89221 | 0 | 0.25492 | 0 | 0.64494 | 325.1812 | 325.1812 | 0 | 0
2003-02-10 | 18:00 | 64.4 | 229062.5382 | 229.0625 | 1856.9797 | 1.857 | 1.857 | 0 | 0.53057 | 0 | 1.3423 | 227.7202 | 227.7202 | 0 | 0
2003-02-10 | 19:00 | 62.6 | 203010.0086 | 203.01 | 2422.8438 | 2.4228 | 2.4228 | 0 | 0.69224 | 0 | 1.7514 | 201.2586 | 201.2586 | 0 | 0
2003-02-10 | 20:00 | 60.8 | 163016.4482 | 163.0164 | 9267.6663 | 9.2677 | 9.2677 | 0 | 2.6479 | 0 | 6.6992 | 156.3172 | 156.3172 | 0 | 0
2003-02-10 | 21:00 | 60.8 | 129793.6896 | 129.7937 | 18780.5501 | 18.7806 | 18.7806 | 0 | 5.3659 | 0 | 13.5757 | 116.218 | 116.218 | 0 | 0
2003-02-10 | 22:00 | 60.8 | 114240.2871 | 114.2403 | 30569.1057 | 30.5691 | 30.5691 | 0 | 8.734 | 0 | 22.0971 | 92.1432 | 92.1432 | 0 | 0
2003-02-10 | 23:00 | 60.8 | 0 | 0 | 0 | 0 | 0 | 0 | 0 | 0 | 0 | 0 | 0 | 0 | 0
2003-02-10 | 24:00 | 60.8 | 0 | 0 | 0 | 0 | 0 | 0 | 0 | 0 | 0 | 0 | 0 | 0 | 0
2003-02-11 | 1:00 | 59 | 0 | 0 | 0 | 0 | 0 | 0 | 0 | 0 | 0 | 0 | 0 | 0 | 0
2003-02-11 | 2:00 | 53.6 | 0 | 0 | 0 | 0 | 0 | 0 | 0 | 0 | 0 | 0 | 0 | 0 | 0
2003-02-11 | 3:00 | 53.6 | 0 | 0 | 0 | 0 | 0 | 0 | 0 | 0 | 0 | 0 | 0 | 0 | 0
2003-02-11 | 4:00 | 50 | 0 | 0 | 0 | 0 | 0 | 0 | 0 | 0 | 0 | 0 | 0 | 0 | 0
2003-02-11 | 5:00 | 48.2 | 0 | 0 | 0 | 0 | 0 | 0 | 0 | 0 | 0 | 0 | 0 | 0 | 0
2003-02-11 | 6:00 | 48.2 | 0 | 0 | 0 | 0 | 0 | 0 | 0 | 0 | 0 | 0 | 0 | 0 | 0
2003-02-11 | 7:00 | 48.2 | 7.7907 | 0.0077907 | 253647.3474 | 253.6473 | 253.6473 | 0 | 68.5533 | 0 | 173.4399 | -173.4322 | 0 | 0 | 0
2003-02-11 | 8:00 | 48.2 | 8.8112 | 0.0088112 | 197886.2542 | 197.8863 | 197.8863 | 0 | 53.4828 | 0 | 135.3114 | -135.3026 | 0 | 0 | 0
2003-02-11 | 9:00 | 50 | 6.9339 | 0.0069339 | 136350.5982 | 136.3506 | 136.3506 | 0 | 36.8515 | 0 | 93.2343 | -93.2274 | 0 | 0 | 0
2003-02-11 | 10:00 | 48.2 | 5.3593 | 0.0053593 | 111550.2185 | 111.5502 | 111.5502 | 0 | 31.8715 | 0 | 80.6349 | -80.6295 | 0 | 0 | 0
2003-02-11 | 11:00 | 48.2 | 7.888 | 0.007888 | 113019.6272 | 113.0196 | 113.0196 | 0 | 32.2913 | 0 | 81.697 | -81.6892 | 0 | 0 | 0
2003-02-11 | 12:00 | 50 | 3.5239 | 0.0035239 | 104536.4241 | 104.5364 | 104.5364 | 0 | 29.8675 | 0 | 75.5649 | -75.5614 | 0 | 0 | 0
2003-02-11 | 13:00 | 53.6 | 4.8203 | 0.0048203 | 69190.9568 | 69.191 | 69.191 | 0 | 19.7688 | 0 | 50.0152 | -50.0104 | 0 | 0 | 0
2003-02-11 | 14:00 | 55.4 | 11242.5093 | 11.2425 | 35991.0327 | 35.991 | 35.991 | 0 | 10.2832 | 0 | 26.0164 | -14.7739 | 0 | 0 | 0
2003-02-11 | 15:00 | 55.4 | 24368.3325 | 24.3683 | 27329.4913 | 27.3295 | 27.3295 | 0 | 7.8084 | 0 | 19.7553 | 4.613 | 4.613 | 0 | 0
2003-02-11 | 16:00 | 55.4 | 19927.4595 | 19.9275 | 17199.7797 | 17.1998 | 17.1998 | 0 | 4.9142 | 0 | 12.433 | 7.4945 | 7.4945 | 0 | 0
2003-02-11 | 17:00 | 55.4 | 16771.454 | 16.7715 | 28089.775 | 28.0898 | 28.0898 | 0 | 8.0256 | 0 | 20.3049 | -3.5334 | 0 | 0 | 0
2003-02-11 | 18:00 | 55.4 | 14811.2434 | 14.8112 | 74818.1913 | 74.8182 | 74.8182 | 0 | 21.3766 | 0 | 54.0829 | -39.2716 | 0 | 0 | 0
2003-02-11 | 19:00 | 53.6 | 2490.1285 | 2.4901 | 17154.8214 | 17.1548 | 17.1548 | 0 | 4.9014 | 0 | 12.4005 | -9.9104 | 0 | 0 | 0
2003-02-11 | 20:00 | 53.6 | 0 | 0 | 54712.4339 | 54.7124 | 54.7124 | 0 | 15.6321 | 0 | 39.5493 | -39.5493 | 0 | 0 | 0
2003-02-11 | 21:00 | 53.6 | 0 | 0 | 63400.0432 | 63.4 | 63.4 | 0 | 18.1143 | 0 | 45.8292 | -45.8292 | 0 | 0 | 0
2003-02-11 | 22:00 | 53.6 | 0 | 0 | 69592.0494 | 69.592 | 69.592 | 0 | 19.8834 | 0 | 50.3051 | -50.3051 | 0 | 0 | 0
2003-02-11 | 23:00 | 53.6 | 0 | 0 | 0 | 0 | 0 | 0 | 0 | 0 | 0 | 0 | 0 | 0 | 0
2003-02-11 | 24:00 | 53.6 | 0 | 0 | 0 | 0 | 0 | 0 | 0 | 0 | 0 | 0 | 0 | 0 | 0
2003-02-12 | 1:00 | 53.6 | 0 | 0 | 0 | 0 | 0 | 0 | 0 | 0 | 0 | 0 | 0 | 0 | 0
2003-02-12 | 2:00 | 53.6 | 0 | 0 | 0 | 0 | 0 | 0 | 0 | 0 | 0 | 0 | 0 | 0 | 0
2003-02-12 | 3:00 | 53.6 | 0 | 0 | 0 | 0 | 0 | 0 | 0 | 0 | 0 | 0 | 0 | 0 | 0
2003-02-12 | 4:00 | 53.6 | 0 | 0 | 0 | 0 | 0 | 0 | 0 | 0 | 0 | 0 | 0 | 0 | 0
2003-02-12 | 5:00 | 53.6 | 0 | 0 | 0 | 0 | 0 | 0 | 0 | 0 | 0 | 0 | 0 | 0 | 0
2003-02-12 | 6:00 | 53.6 | 0 | 0 | 0 | 0 | 0 | 0 | 0 | 0 | 0 | 0 | 0 | 0 | 0
2003-02-12 | 7:00 | 53.6 | 4.8257 | 0.0048257 | 85224.2775 | 85.2243 | 85.2243 | 0 | 24.3498 | 0 | 61.605 | -61.6002 | 0 | 0 | 0
2003-02-12 | 8:00 | 53.6 | 1.806 | 0.001806 | 79895.7134 | 79.8957 | 79.8957 | 0 | 22.8273 | 0 | 57.7532 | -57.7514 | 0 | 0 | 0
2003-02-12 | 9:00 | 53.6 | 0 | 0 | 76031.7228 | 76.0317 | 76.0317 | 0 | 21.7233 | 0 | 54.9601 | -54.9601 | 0 | 0 | 0
2003-02-12 | 10:00 | 55.4 | 4272.0931 | 4.2721 | 66641.9136 | 66.6419 | 66.6419 | 0 | 19.0405 | 0 | 48.1726 | -43.9005 | 0 | 0 | 0
2003-02-12 | 11:00 | 55.4 | 13505.7877 | 13.5058 | 37224.5569 | 37.2246 | 37.2246 | 0 | 10.6356 | 0 | 26.908 | -13.4022 | 0 | 0 | 0
2003-02-12 | 12:00 | 55.4 | 14372.4115 | 14.3724 | 35017.9424 | 35.0179 | 35.0179 | 0 | 10.0051 | 0 | 25.313 | -10.9406 | 0 | 0 | 0
2003-02-12 | 13:00 | 55.4 | 14488.0408 | 14.488 | 61079.2463 | 61.0792 | 61.0792 | 0 | 17.4512 | 0 | 44.1516 | -29.6635 | 0 | 0 | 0
2003-02-12 | 14:00 | 55.4 | 15229.1794 | 15.2292 | 63755.2356 | 63.7552 | 63.7552 | 0 | 18.2158 | 0 | 46.0859 | -30.8567 | 0 | 0 | 0
2003-02-12 | 15:00 | 55.4 | 15586.1412 | 15.5861 | 63848.4586 | 63.8485 | 63.8485 | 0 | 18.2424 | 0 | 46.1533 | -30.5672 | 0 | 0 | 0
2003-02-12 | 16:00 | 57.2 | 35893.6762 | 35.8937 | 63065.8509 | 63.0659 | 63.0659 | 0 | 18.0188 | 0 | 45.5876 | -9.6939 | 0 | 0 | 0
2003-02-12 | 17:00 | 57.2 | 51349.6483 | 51.3496 | 58391.0368 | 58.391 | 58.391 | 0 | 16.6832 | 0 | 42.2084 | 9.1413 | 9.1413 | 0 | 0
2003-02-12 | 18:00 | 55.4 | 30783.8417 | 30.7838 | 71608.4291 | 71.6084 | 71.6084 | 0 | 20.4596 | 0 | 51.7627 | -20.9788 | 0 | 0 | 0
2003-02-12 | 19:00 | 53.6 | 2650.3927 | 2.6504 | 83534.1234 | 83.5341 | 83.5341 | 0 | 23.8669 | 0 | 60.3832 | -57.7328 | 0 | 0 | 0
2003-02-12 | 20:00 | 55.4 | 5453.5438 | 5.4535 | 87728.8486 | 87.7288 | 87.7288 | 0 | 25.0654 | 0 | 63.4154 | -57.9619 | 0 | 0 | 0
2003-02-12 | 21:00 | 55.4 | 15715.9137 | 15.7159 | 88203.7783 | 88.2038 | 88.2038 | 0 | 25.2011 | 0 | 63.7587 | -48.0428 | 0 | 0 | 0
2003-02-12 | 22:00 | 53.6 | 2680.0511 | 2.6801 | 98245.4118 | 98.2454 | 98.2454 | 0 | 28.0701 | 0 | 71.0174 | -68.3373 | 0 | 0 | 0
2003-02-12 | 23:00 | 53.6 | 0 | 0 | 0 | 0 | 0 | 0 | 0 | 0 | 0 | 0 | 0 | 0 | 0
2003-02-12 | 24:00 | 53.6 | 0 | 0 | 0 | 0 | 0 | 0 | 0 | 0 | 0 | 0 | 0 | 0 | 0
2003-02-13 | 1:00 | 53.6 | 0 | 0 | 0 | 0 | 0 | 0 | 0 | 0 | 0 | 0 | 0 | 0 | 0
2003-02-13 | 2:00 | 53.6 | 0 | 0 | 0 | 0 | 0 | 0 | 0 | 0 | 0 | 0 | 0 | 0 | 0
2003-02-13 | 3:00 | 53.6 | 0 | 0 | 0 | 0 | 0 | 0 | 0 | 0 | 0 | 0 | 0 | 0 | 0
2003-02-13 | 4:00 | 53.6 | 0 | 0 | 0 | 0 | 0 | 0 | 0 | 0 | 0 | 0 | 0 | 0 | 0
2003-02-13 | 5:00 | 53.6 | 0 | 0 | 0 | 0 | 0 | 0 | 0 | 0 | 0 | 0 | 0 | 0 | 0
2003-02-13 | 6:00 | 53.6 | 0 | 0 | 0 | 0 | 0 | 0 | 0 | 0 | 0 | 0 | 0 | 0 | 0
2003-02-13 | 7:00 | 53.6 | 3.0219 | 0.0030219 | 239744.5444 | 239.7445 | 239.7445 | 0 | 64.7958 | 0 | 163.9334 | -163.9304 | 0 | 0 | 0
2003-02-13 | 8:00 | 53.6 | 9.1766 | 0.0091766 | 95892.9843 | 95.893 | 95.893 | 0 | 27.398 | 0 | 69.3169 | -69.3078 | 0 | 0 | 0
2003-02-13 | 9:00 | 55.4 | 23780.1436 | 23.7801 | 19129.3743 | 19.1294 | 19.1294 | 0 | 5.4655 | 0 | 13.8278 | 9.9523 | 9.9523 | 0 | 0
2003-02-13 | 10:00 | 59 | 172867.5708 | 172.8676 | 15140.2928 | 15.1403 | 15.1403 | 0 | 4.3258 | 0 | 10.9443 | 161.9233 | 161.9233 | 0 | 0
2003-02-13 | 11:00 | 57.2 | 246153.5839 | 246.1536 | 14581.494 | 14.5815 | 14.5815 | 0 | 4.1661 | 0 | 10.5403 | 235.6132 | 235.6132 | 0 | 0
2003-02-13 | 12:00 | 57.2 | 184040.29 | 184.0403 | 12362.2829 | 12.3623 | 12.3623 | 0 | 3.5321 | 0 | 8.9362 | 175.1041 | 175.1041 | 0 | 0
2003-02-13 | 13:00 | 59 | 180195.633 | 180.1956 | 14038.2131 | 14.0382 | 14.0382 | 0 | 4.0109 | 0 | 10.1476 | 170.048 | 170.048 | 0 | 0
2003-02-13 | 14:00 | 60.8 | 334460.6564 | 334.4607 | 11778.6059 | 11.7786 | 11.7786 | 0 | 3.3653 | 0 | 8.5142 | 325.9464 | 325.9464 | 0 | 0
2003-02-13 | 15:00 | 60.8 | 467583.6952 | 467.5837 | 9001.9765 | 9.002 | 9.002 | 0 | 2.572 | 0 | 6.5071 | 461.0766 | 461.0766 | 0 | 0
2003-02-13 | 16:00 | 60.8 | 471491.5457 | 471.4915 | 7378.9523 | 7.379 | 7.379 | 0 | 2.1083 | 0 | 5.3339 | 466.1576 | 466.1576 | 0 | 0
2003-02-13 | 17:00 | 60.8 | 391859.2762 | 391.8593 | 3300.0576 | 3.3001 | 3.3001 | 0 | 0.94287 | 0 | 2.3855 | 389.4738 | 389.4738 | 0 | 0
2003-02-13 | 18:00 | 60.8 | 209030.2233 | 209.0302 | 7371.436 | 7.3714 | 7.3714 | 0 | 2.1061 | 0 | 5.3285 | 203.7017 | 203.7017 | 0 | 0
2003-02-13 | 19:00 | 59 | 335038.2869 | 335.0383 | 7761.1984 | 7.7612 | 7.7612 | 0 | 2.2175 | 0 | 5.6102 | 329.428 | 329.428 | 0 | 0
2003-02-13 | 20:00 | 57.2 | 348149.3547 | 348.1494 | 15841.9056 | 15.8419 | 15.8419 | 0 | 4.5263 | 0 | 11.4514 | 336.6979 | 336.6979 | 0 | 0
2003-02-13 | 21:00 | 57.2 | 196942.3977 | 196.9424 | 29356.0265 | 29.356 | 29.356 | 0 | 8.3874 | 0 | 21.2202 | 175.7222 | 175.7222 | 0 | 0
2003-02-13 | 22:00 | 57.2 | 99006.4898 | 99.0065 | 48575.9045 | 48.5759 | 48.5759 | 0 | 13.8788 | 0 | 35.1134 | 63.8931 | 63.8931 | 0 | 0
2003-02-13 | 23:00 | 57.2 | 0 | 0 | 0 | 0 | 0 | 0 | 0 | 0 | 0 | 0 | 0 | 0 | 0
2003-02-13 | 24:00 | 57.2 | 0 | 0 | 0 | 0 | 0 | 0 | 0 | 0 | 0 | 0 | 0 | 0 | 0
2003-02-14 | 1:00 | 57.2 | 0 | 0 | 0 | 0 | 0 | 0 | 0 | 0 | 0 | 0 | 0 | 0 | 0
2003-02-14 | 2:00 | 57.2 | 0 | 0 | 0 | 0 | 0 | 0 | 0 | 0 | 0 | 0 | 0 | 0 | 0
2003-02-14 | 3:00 | 57.2 | 0 | 0 | 0 | 0 | 0 | 0 | 0 | 0 | 0 | 0 | 0 | 0 | 0
2003-02-14 | 4:00 | 57.2 | 0 | 0 | 0 | 0 | 0 | 0 | 0 | 0 | 0 | 0 | 0 | 0 | 0
2003-02-14 | 5:00 | 55.4 | 0 | 0 | 0 | 0 | 0 | 0 | 0 | 0 | 0 | 0 | 0 | 0 | 0
2003-02-14 | 6:00 | 55.4 | 0 | 0 | 0 | 0 | 0 | 0 | 0 | 0 | 0 | 0 | 0 | 0 | 0
2003-02-14 | 7:00 | 55.4 | 21554.3171 | 21.5543 | 179807.9766 | 179.808 | 179.808 | 0 | 48.5968 | 0 | 122.9498 | -101.3955 | 0 | 0 | 0
2003-02-14 | 8:00 | 55.4 | 19388.1672 | 19.3882 | 52247.0922 | 52.2471 | 52.2471 | 0 | 14.9277 | 0 | 37.7672 | -18.379 | 0 | 0 | 0
2003-02-14 | 9:00 | 57.2 | 85099.0794 | 85.0991 | 9626.4037 | 9.6264 | 9.6264 | 0 | 2.7504 | 0 | 6.9585 | 78.1406 | 78.1406 | 0 | 0
2003-02-14 | 10:00 | 59 | 148951.2643 | 148.9513 | 5782.7249 | 5.7827 | 5.7827 | 0 | 1.6522 | 0 | 4.1801 | 144.7712 | 144.7712 | 0 | 0
2003-02-14 | 11:00 | 62.6 | 245370.3934 | 245.3704 | 3908.5713 | 3.9086 | 3.9086 | 0 | 1.1167 | 0 | 2.8253 | 242.5451 | 242.5451 | 0 | 0
2003-02-14 | 12:00 | 62.6 | 270372.5155 | 270.3725 | 3230.3074 | 3.2303 | 3.2303 | 0 | 0.92294 | 0 | 2.3351 | 268.0375 | 268.0375 | 0 | 0
2003-02-14 | 13:00 | 64.4 | 288012.033 | 288.012 | 3340.3152 | 3.3403 | 3.3403 | 0 | 0.95438 | 0 | 2.4146 | 285.5975 | 285.5975 | 0 | 0
2003-02-14 | 14:00 | 66.2 | 377801.9439 | 377.8019 | 2260.2159 | 2.2602 | 2.2602 | 0 | 0.64578 | 0 | 1.6338 | 376.1681 | 376.1681 | 0 | 0
2003-02-14 | 15:00 | 66.2 | 433336.5988 | 433.3366 | 1944.0182 | 1.944 | 1.944 | 0 | 0.55543 | 0 | 1.4052 | 431.9314 | 431.9314 | 0 | 0
2003-02-14 | 16:00 | 64.4 | 399616.0108 | 399.616 | 1566.9899 | 1.567 | 1.567 | 0 | 0.44771 | 0 | 1.1327 | 398.4833 | 398.4833 | 0 | 0
2003-02-14 | 17:00 | 62.6 | 332867.2333 | 332.8672 | 700.4549 | 0.70045 | 0.70045 | 0 | 0.20013 | 0 | 0.50633 | 332.3609 | 332.3609 | 0 | 0
2003-02-14 | 18:00 | 60.8 | 182819.2304 | 182.8192 | 1524.8563 | 1.5249 | 1.5249 | 0 | 0.43567 | 0 | 1.1023 | 181.717 | 181.717 | 0 | 0
2003-02-14 | 19:00 | 55.4 | 102969.16 | 102.9692 | 1881.7991 | 1.8818 | 1.8818 | 0 | 0.53766 | 0 | 1.3603 | 101.6089 | 101.6089 | 0 | 0
2003-02-14 | 20:00 | 55.4 | 33533.9753 | 33.534 | 9538.5415 | 9.5385 | 9.5385 | 0 | 2.7253 | 0 | 6.895 | 26.639 | 26.639 | 0 | 0
2003-02-14 | 21:00 | 55.4 | 20641.8379 | 20.6418 | 20065.4812 | 20.0655 | 20.0655 | 0 | 5.733 | 0 | 14.5045 | 6.1374 | 6.1374 | 0 | 0
2003-02-14 | 22:00 | 53.6 | 2963.3632 | 2.9634 | 38027.7471 | 38.0277 | 38.0277 | 0 | 10.8651 | 0 | 27.4886 | -24.5253 | 0 | 0 | 0
2003-02-14 | 23:00 | 53.6 | 0 | 0 | 0 | 0 | 0 | 0 | 0 | 0 | 0 | 0 | 0 | 0 | 0
2003-02-14 | 24:00 | 51.8 | 0 | 0 | 0 | 0 | 0 | 0 | 0 | 0 | 0 | 0 | 0 | 0 | 0
2003-02-15 | 1:00 | 53.6 | 0 | 0 | 0 | 0 | 0 | 0 | 0 | 0 | 0 | 0 | 0 | 0 | 0
2003-02-15 | 2:00 | 48.2 | 0 | 0 | 0 | 0 | 0 | 0 | 0 | 0 | 0 | 0 | 0 | 0 | 0
2003-02-15 | 3:00 | 48.2 | 0 | 0 | 0 | 0 | 0 | 0 | 0 | 0 | 0 | 0 | 0 | 0 | 0
2003-02-15 | 4:00 | 48.2 | 0 | 0 | 0 | 0 | 0 | 0 | 0 | 0 | 0 | 0 | 0 | 0 | 0
2003-02-15 | 5:00 | 48.2 | 0 | 0 | 0 | 0 | 0 | 0 | 0 | 0 | 0 | 0 | 0 | 0 | 0
2003-02-15 | 6:00 | 48.92 | 0 | 0 | 0 | 0 | 0 | 0 | 0 | 0 | 0 | 0 | 0 | 0 | 0
2003-02-15 | 7:00 | 50 | 1.905 | 0.001905 | 244819.5386 | 244.8195 | 244.8195 | 0 | 66.1674 | 0 | 167.4036 | -167.4017 | 0 | 0 | 0
2003-02-15 | 8:00 | 53.6 | 3.5254 | 0.0035254 | 94002.8754 | 94.0029 | 94.0029 | 0 | 26.858 | 0 | 67.9506 | -67.9471 | 0 | 0 | 0
2003-02-15 | 9:00 | 55.4 | 14950.4338 | 14.9504 | 10064.2471 | 10.0642 | 10.0642 | 0 | 2.8755 | 0 | 7.275 | 7.6754 | 7.6754 | 0 | 0
2003-02-15 | 10:00 | 55.4 | 43282.8181 | 43.2828 | 8109.3835 | 8.1094 | 8.1094 | 0 | 2.317 | 0 | 5.8619 | 37.4209 | 37.4209 | 0 | 0
2003-02-15 | 11:00 | 59 | 114919.9373 | 114.9199 | 7722.2791 | 7.7223 | 7.7223 | 0 | 2.2064 | 0 | 5.5821 | 109.3378 | 109.3378 | 0 | 0
2003-02-15 | 12:00 | 60.8 | 172399.7316 | 172.3997 | 4436.6363 | 4.4366 | 4.4366 | 0 | 1.2676 | 0 | 3.2071 | 169.1927 | 169.1927 | 0 | 0
2003-02-15 | 13:00 | 62.6 | 213582.057 | 213.5821 | 4655.4481 | 4.6554 | 4.6554 | 0 | 1.3301 | 0 | 3.3652 | 210.2168 | 210.2168 | 0 | 0
2003-02-15 | 14:00 | 62.6 | 268700.1559 | 268.7002 | 3724.2106 | 3.7242 | 3.7242 | 0 | 1.0641 | 0 | 2.6921 | 266.0081 | 266.0081 | 0 | 0
2003-02-15 | 15:00 | 62.6 | 292108.1716 | 292.1082 | 3361.0457 | 3.361 | 3.361 | 0 | 0.9603 | 0 | 2.4296 | 289.6786 | 289.6786 | 0 | 0
2003-02-15 | 16:00 | 62.6 | 300046.9305 | 300.0469 | 2631.8713 | 2.6319 | 2.6319 | 0 | 0.75196 | 0 | 1.9025 | 298.1445 | 298.1445 | 0 | 0
2003-02-15 | 17:00 | 62.6 | 301130.9816 | 301.131 | 933.6326 | 0.93363 | 0.93363 | 0 | 0.26675 | 0 | 0.67488 | 300.4561 | 300.4561 | 0 | 0
2003-02-15 | 18:00 | 60.8 | 184476.0708 | 184.4761 | 1860.6621 | 1.8607 | 1.8607 | 0 | 0.53162 | 0 | 1.345 | 183.1311 | 183.1311 | 0 | 0
2003-02-15 | 19:00 | 55.4 | 103378.5166 | 103.3785 | 2633.6946 | 2.6337 | 2.6337 | 0 | 0.75248 | 0 | 1.9038 | 101.4747 | 101.4747 | 0 | 0
2003-02-15 | 20:00 | 53.6 | 6487.4212 | 6.4874 | 14274.4745 | 14.2745 | 14.2745 | 0 | 4.0784 | 0 | 10.3184 | -3.831 | 0 | 0 | 0
2003-02-15 | 21:00 | 53.6 | 7.9814 | 0.0079814 | 30978.4545 | 30.9785 | 30.9785 | 0 | 8.851 | 0 | 22.393 | -22.385 | 0 | 0 | 0
2003-02-15 | 22:00 | 53.6 | 6.3694 | 0.0063694 | 45214.2566 | 45.2143 | 45.2143 | 0 | 12.9184 | 0 | 32.6834 | -32.6771 | 0 | 0 | 0
2003-02-15 | 23:00 | 53.6 | 0 | 0 | 0 | 0 | 0 | 0 | 0 | 0 | 0 | 0 | 0 | 0 | 0
2003-02-15 | 24:00 | 55.4 | 0 | 0 | 0 | 0 | 0 | 0 | 0 | 0 | 0 | 0 | 0 | 0 | 0
2003-02-16 | 1:00 | 53.6 | 0 | 0 | 0 | 0 | 0 | 0 | 0 | 0 | 0 | 0 | 0 | 0 | 0
2003-02-16 | 2:00 | 53.6 | 0 | 0 | 0 | 0 | 0 | 0 | 0 | 0 | 0 | 0 | 0 | 0 | 0
2003-02-16 | 3:00 | 55.4 | 0 | 0 | 0 | 0 | 0 | 0 | 0 | 0 | 0 | 0 | 0 | 0 | 0
2003-02-16 | 4:00 | 53.6 | 0 | 0 | 0 | 0 | 0 | 0 | 0 | 0 | 0 | 0 | 0 | 0 | 0
2003-02-16 | 5:00 | 53.6 | 0 | 0 | 0 | 0 | 0 | 0 | 0 | 0 | 0 | 0 | 0 | 0 | 0
2003-02-16 | 6:00 | 53.6 | 0 | 0 | 0 | 0 | 0 | 0 | 0 | 0 | 0 | 0 | 0 | 0 | 0
2003-02-16 | 7:00 | 53.6 | 2.475 | 0.002475 | 154984.5722 | 154.9846 | 154.9846 | 0 | 41.8877 | 0 | 105.9759 | -105.9735 | 0 | 0 | 0
2003-02-16 | 8:00 | 55.4 | 6654.9226 | 6.6549 | 47895.0464 | 47.895 | 47.895 | 0 | 13.6843 | 0 | 34.6213 | -27.9664 | 0 | 0 | 0
2003-02-16 | 9:00 | 57.2 | 74144.4529 | 74.1445 | 5977.923 | 5.9779 | 5.9779 | 0 | 1.708 | 0 | 4.3212 | 69.8233 | 69.8233 | 0 | 0
2003-02-16 | 10:00 | 59 | 136452.8053 | 136.4528 | 4719.7061 | 4.7197 | 4.7197 | 0 | 1.3485 | 0 | 3.4117 | 133.0411 | 133.0411 | 0 | 0
2003-02-16 | 11:00 | 60.8 | 198333.7884 | 198.3338 | 4043.9667 | 4.044 | 4.044 | 0 | 1.1554 | 0 | 2.9232 | 195.4106 | 195.4106 | 0 | 0
2003-02-16 | 12:00 | 62.06 | 228083.3562 | 228.0834 | 2347.3005 | 2.3473 | 2.3473 | 0 | 0.67066 | 0 | 1.6968 | 226.3866 | 226.3866 | 0 | 0
2003-02-16 | 13:00 | 62.6 | 230096.5367 | 230.0965 | 2584.6708 | 2.5847 | 2.5847 | 0 | 0.73848 | 0 | 1.8683 | 228.2282 | 228.2282 | 0 | 0
2003-02-16 | 14:00 | 62.6 | 264960.9926 | 264.961 | 1840.8734 | 1.8409 | 1.8409 | 0 | 0.52596 | 0 | 1.3307 | 263.6303 | 263.6303 | 0 | 0
2003-02-16 | 15:00 | 63.68 | 313076.2256 | 313.0762 | 1933.6817 | 1.9337 | 1.9337 | 0 | 0.55248 | 0 | 1.3978 | 311.6785 | 311.6785 | 0 | 0
2003-02-16 | 16:00 | 63.86 | 324449.085 | 324.4491 | 1592.9719 | 1.593 | 1.593 | 0 | 0.45513 | 0 | 1.1515 | 323.2976 | 323.2976 | 0 | 0
2003-02-16 | 17:00 | 62.6 | 303077.3569 | 303.0774 | 547.2455 | 0.54725 | 0.54725 | 0 | 0.15636 | 0 | 0.39558 | 302.6818 | 302.6818 | 0 | 0
2003-02-16 | 18:00 | 60.8 | 176602.9409 | 176.6029 | 1407.224 | 1.4072 | 1.4072 | 0 | 0.40206 | 0 | 1.0172 | 175.5857 | 175.5857 | 0 | 0
2003-02-16 | 19:00 | 57.2 | 122228.3316 | 122.2283 | 1738.3112 | 1.7383 | 1.7383 | 0 | 0.49666 | 0 | 1.2566 | 120.9718 | 120.9718 | 0 | 0
2003-02-16 | 20:00 | 57.2 | 85916.027 | 85.916 | 8491.6014 | 8.4916 | 8.4916 | 0 | 2.4262 | 0 | 6.1382 | 79.7778 | 79.7778 | 0 | 0
2003-02-16 | 21:00 | 57.2 | 70775.9053 | 70.7759 | 18118.8051 | 18.1188 | 18.1188 | 0 | 5.1768 | 0 | 13.0973 | 57.6786 | 57.6786 | 0 | 0
2003-02-16 | 22:00 | 55.4 | 31428.9088 | 31.4289 | 29111.6385 | 29.1116 | 29.1116 | 0 | 8.3176 | 0 | 21.0436 | 10.3854 | 10.3854 | 0 | 0
2003-02-16 | 23:00 | 53.6 | 0 | 0 | 0 | 0 | 0 | 0 | 0 | 0 | 0 | 0 | 0 | 0 | 0
2003-02-16 | 24:00 | 53.6 | 0 | 0 | 0 | 0 | 0 | 0 | 0 | 0 | 0 | 0 | 0 | 0 | 0
2003-02-17 | 1:00 | 51.8 | 0 | 0 | 0 | 0 | 0 | 0 | 0 | 0 | 0 | 0 | 0 | 0 | 0
2003-02-17 | 2:00 | 51.8 | 0 | 0 | 0 | 0 | 0 | 0 | 0 | 0 | 0 | 0 | 0 | 0 | 0
2003-02-17 | 3:00 | 51.8 | 0 | 0 | 0 | 0 | 0 | 0 | 0 | 0 | 0 | 0 | 0 | 0 | 0
2003-02-17 | 4:00 | 51.8 | 0 | 0 | 0 | 0 | 0 | 0 | 0 | 0 | 0 | 0 | 0 | 0 | 0
2003-02-17 | 5:00 | 51.8 | 0 | 0 | 0 | 0 | 0 | 0 | 0 | 0 | 0 | 0 | 0 | 0 | 0
2003-02-17 | 6:00 | 50 | 0 | 0 | 0 | 0 | 0 | 0 | 0 | 0 | 0 | 0 | 0 | 0 | 0
2003-02-17 | 7:00 | 51.8 | 1.0779 | 0.0010779 | 186968.0449 | 186.968 | 186.968 | 0 | 50.5319 | 0 | 127.8457 | -127.8446 | 0 | 0 | 0
2003-02-17 | 8:00 | 53.6 | 4.4928 | 0.0044928 | 53262.3738 | 53.2624 | 53.2624 | 0 | 15.2178 | 0 | 38.5011 | -38.4966 | 0 | 0 | 0
2003-02-17 | 9:00 | 55.4 | 15438.7042 | 15.4387 | 5830.4769 | 5.8305 | 5.8305 | 0 | 1.6659 | 0 | 4.2146 | 11.2241 | 11.2241 | 0 | 0
2003-02-17 | 10:00 | 60.8 | 148449.2113 | 148.4492 | 3253.3928 | 3.2534 | 3.2534 | 0 | 0.92954 | 0 | 2.3517 | 146.0975 | 146.0975 | 0 | 0
2003-02-17 | 11:00 | 62.6 | 257094.6783 | 257.0947 | 2373.1557 | 2.3732 | 2.3732 | 0 | 0.67804 | 0 | 1.7155 | 255.3792 | 255.3792 | 0 | 0
2003-02-17 | 12:00 | 64.4 | 285858.0258 | 285.858 | 2287.2369 | 2.2872 | 2.2872 | 0 | 0.6535 | 0 | 1.6533 | 284.2047 | 284.2047 | 0 | 0
2003-02-17 | 13:00 | 64.4 | 284687.4746 | 284.6875 | 2496.0515 | 2.4961 | 2.4961 | 0 | 0.71316 | 0 | 1.8043 | 282.8832 | 282.8832 | 0 | 0
2003-02-17 | 14:00 | 64.4 | 303696.063 | 303.6961 | 1497.2693 | 1.4973 | 1.4973 | 0 | 0.42779 | 0 | 1.0823 | 302.6138 | 302.6138 | 0 | 0
2003-02-17 | 15:00 | 64.4 | 332272.701 | 332.2727 | 1686.2462 | 1.6862 | 1.6862 | 0 | 0.48178 | 0 | 1.2189 | 331.0538 | 331.0538 | 0 | 0
2003-02-17 | 16:00 | 62.6 | 293820.476 | 293.8205 | 1560.9075 | 1.5609 | 1.5609 | 0 | 0.44597 | 0 | 1.1283 | 292.6922 | 292.6922 | 0 | 0
2003-02-17 | 17:00 | 62.6 | 267324.4555 | 267.3245 | 575.5607 | 0.57556 | 0.57556 | 0 | 0.16445 | 0 | 0.41605 | 266.9084 | 266.9084 | 0 | 0
2003-02-17 | 18:00 | 62.6 | 199113.4356 | 199.1134 | 1467.9946 | 1.468 | 1.468 | 0 | 0.41943 | 0 | 1.0612 | 198.0523 | 198.0523 | 0 | 0
2003-02-17 | 19:00 | 57.2 | 147009.5041 | 147.0095 | 1910.2979 | 1.9103 | 1.9103 | 0 | 0.5458 | 0 | 1.3809 | 145.6286 | 145.6286 | 0 | 0
2003-02-17 | 20:00 | 57.2 | 81659.9055 | 81.6599 | 9108.5657 | 9.1086 | 9.1086 | 0 | 2.6024 | 0 | 6.5842 | 75.0757 | 75.0757 | 0 | 0
2003-02-17 | 21:00 | 55.4 | 36377.6639 | 36.3777 | 18738.8101 | 18.7388 | 18.7388 | 0 | 5.3539 | 0 | 13.5455 | 22.8322 | 22.8322 | 0 | 0
2003-02-17 | 22:00 | 55.4 | 16374.4499 | 16.3744 | 31255.399 | 31.2554 | 31.2554 | 0 | 8.9301 | 0 | 22.5932 | -6.2187 | 0 | 0 | 0
2003-02-17 | 23:00 | 55.4 | 0 | 0 | 0 | 0 | 0 | 0 | 0 | 0 | 0 | 0 | 0 | 0 | 0
2003-02-17 | 24:00 | 53.6 | 0 | 0 | 0 | 0 | 0 | 0 | 0 | 0 | 0 | 0 | 0 | 0 | 0
2003-02-18 | 1:00 | 51.8 | 0 | 0 | 0 | 0 | 0 | 0 | 0 | 0 | 0 | 0 | 0 | 0 | 0
2003-02-18 | 2:00 | 48.2 | 0 | 0 | 0 | 0 | 0 | 0 | 0 | 0 | 0 | 0 | 0 | 0 | 0
2003-02-18 | 3:00 | 48.2 | 0 | 0 | 0 | 0 | 0 | 0 | 0 | 0 | 0 | 0 | 0 | 0 | 0
2003-02-18 | 4:00 | 46.4 | 0 | 0 | 0 | 0 | 0 | 0 | 0 | 0 | 0 | 0 | 0 | 0 | 0
2003-02-18 | 5:00 | 44.6 | 0 | 0 | 0 | 0 | 0 | 0 | 0 | 0 | 0 | 0 | 0 | 0 | 0
2003-02-18 | 6:00 | 44.6 | 0 | 0 | 0 | 0 | 0 | 0 | 0 | 0 | 0 | 0 | 0 | 0 | 0
2003-02-18 | 7:00 | 46.4 | 6.7329 | 0.0067329 | 303755.2776 | 303.7553 | 303.7553 | 0 | 82.096 | 0 | 207.7029 | -207.6962 | 0 | 0 | 0
2003-02-18 | 8:00 | 48.2 | 6.2871 | 0.0062871 | 193301.3824 | 193.3014 | 193.3014 | 0 | 52.2436 | 0 | 132.1764 | -132.1701 | 0 | 0 | 0
2003-02-18 | 9:00 | 53.6 | 2.8189 | 0.0028189 | 82583.0583 | 82.5831 | 82.5831 | 0 | 23.5952 | 0 | 59.6958 | -59.6929 | 0 | 0 | 0
2003-02-18 | 10:00 | 55.4 | 8440.0573 | 8.4401 | 22084.8394 | 22.0848 | 22.0848 | 0 | 6.31 | 0 | 15.9642 | -7.5241 | 0 | 0 | 0
2003-02-18 | 11:00 | 59 | 70365.5232 | 70.3655 | 17626.028 | 17.626 | 17.626 | 0 | 5.036 | 0 | 12.7411 | 57.6244 | 57.6244 | 0 | 0
2003-02-18 | 12:00 | 60.8 | 141052.8663 | 141.0529 | 19002.942 | 19.0029 | 19.0029 | 0 | 5.4294 | 0 | 13.7364 | 127.3165 | 127.3165 | 0 | 0
2003-02-18 | 13:00 | 62.6 | 187062.5577 | 187.0626 | 21570.863 | 21.5709 | 21.5709 | 0 | 6.1631 | 0 | 15.5927 | 171.4699 | 171.4699 | 0 | 0
2003-02-18 | 14:00 | 64.4 | 241230.0192 | 241.23 | 13791.6584 | 13.7917 | 13.7917 | 0 | 3.9405 | 0 | 9.9694 | 231.2606 | 231.2606 | 0 | 0
2003-02-18 | 15:00 | 64.4 | 261461.277 | 261.4613 | 8938.7533 | 8.9388 | 8.9388 | 0 | 2.5539 | 0 | 6.4614 | 254.9998 | 254.9998 | 0 | 0
2003-02-18 | 16:00 | 64.4 | 254180.282 | 254.1803 | 8091.766 | 8.0918 | 8.0918 | 0 | 2.3119 | 0 | 5.8492 | 248.3311 | 248.3311 | 0 | 0
2003-02-18 | 17:00 | 64.4 | 217043.9866 | 217.044 | 7657.391 | 7.6574 | 7.6574 | 0 | 2.1878 | 0 | 5.5352 | 211.5088 | 211.5088 | 0 | 0
2003-02-18 | 18:00 | 60.8 | 146275.6295 | 146.2756 | 42048.7688 | 42.0488 | 42.0488 | 0 | 12.0139 | 0 | 30.3953 | 115.8804 | 115.8804 | 0 | 0
2003-02-18 | 19:00 | 60.8 | 112079.226 | 112.0792 | 6879.0884 | 6.8791 | 6.8791 | 0 | 1.9655 | 0 | 4.9726 | 107.1066 | 107.1066 | 0 | 0
2003-02-18 | 20:00 | 55.4 | 54836.5073 | 54.8365 | 27775.8366 | 27.7758 | 27.7758 | 0 | 7.936 | 0 | 20.078 | 34.7585 | 34.7585 | 0 | 0
2003-02-18 | 21:00 | 53.6 | 2727.2722 | 2.7273 | 42380.6716 | 42.3807 | 42.3807 | 0 | 12.1088 | 0 | 30.6352 | -27.9079 | 0 | 0 | 0
2003-02-18 | 22:00 | 51.8 | 0 | 0 | 66877.9599 | 66.878 | 66.878 | 0 | 19.108 | 0 | 48.3432 | -48.3432 | 0 | 0 | 0
2003-02-18 | 23:00 | 50 | 0 | 0 | 0 | 0 | 0 | 0 | 0 | 0 | 0 | 0 | 0 | 0 | 0
2003-02-18 | 24:00 | 48.2 | 0 | 0 | 0 | 0 | 0 | 0 | 0 | 0 | 0 | 0 | 0 | 0 | 0
2003-02-19 | 1:00 | 48.2 | 0 | 0 | 0 | 0 | 0 | 0 | 0 | 0 | 0 | 0 | 0 | 0 | 0
2003-02-19 | 2:00 | 48.2 | 0 | 0 | 0 | 0 | 0 | 0 | 0 | 0 | 0 | 0 | 0 | 0 | 0
2003-02-19 | 3:00 | 46.4 | 0 | 0 | 0 | 0 | 0 | 0 | 0 | 0 | 0 | 0 | 0 | 0 | 0
2003-02-19 | 4:00 | 46.4 | 0 | 0 | 0 | 0 | 0 | 0 | 0 | 0 | 0 | 0 | 0 | 0 | 0
2003-02-19 | 5:00 | 44.6 | 0 | 0 | 0 | 0 | 0 | 0 | 0 | 0 | 0 | 0 | 0 | 0 | 0
2003-02-19 | 6:00 | 44.6 | 0 | 0 | 0 | 0 | 0 | 0 | 0 | 0 | 0 | 0 | 0 | 0 | 0
2003-02-19 | 7:00 | 44.6 | 0.43027 | 0.00043027 | 202872.8101 | 202.8728 | 202.8728 | 0 | 54.8305 | 0 | 138.7211 | -138.7207 | 0 | 0 | 0
2003-02-19 | 8:00 | 48.2 | 0 | 0 | 143588.3921 | 143.5884 | 143.5884 | 0 | 38.8077 | 0 | 98.1834 | -98.1834 | 0 | 0 | 0
2003-02-19 | 9:00 | 51.8 | 2.0974 | 0.0020974 | 87022.7532 | 87.0228 | 87.0228 | 0 | 24.8636 | 0 | 62.905 | -62.9029 | 0 | 0 | 0
2003-02-19 | 10:00 | 57.2 | 17589.2568 | 17.5893 | 45465.5636 | 45.4656 | 45.4656 | 0 | 12.9902 | 0 | 32.8651 | -15.2759 | 0 | 0 | 0
2003-02-19 | 11:00 | 60.8 | 85513.7826 | 85.5138 | 20708.8138 | 20.7088 | 20.7088 | 0 | 5.9168 | 0 | 14.9695 | 70.5443 | 70.5443 | 0 | 0
2003-02-19 | 12:00 | 64.4 | 162397.9505 | 162.398 | 18005.9957 | 18.006 | 18.006 | 0 | 5.1446 | 0 | 13.0158 | 149.3822 | 149.3822 | 0 | 0
2003-02-19 | 13:00 | 66.2 | 214311.1338 | 214.3111 | 32403.0382 | 32.403 | 32.403 | 0 | 9.258 | 0 | 23.4228 | 190.8884 | 190.8884 | 0 | 0
2003-02-19 | 14:00 | 64.4 | 206315.9757 | 206.316 | 29449.6497 | 29.4496 | 29.4496 | 0 | 8.4142 | 0 | 21.2879 | 185.0281 | 185.0281 | 0 | 0
2003-02-19 | 15:00 | 64.4 | 186173.0084 | 186.173 | 30681.0258 | 30.681 | 30.681 | 0 | 8.766 | 0 | 22.178 | 163.995 | 163.995 | 0 | 0
2003-02-19 | 16:00 | 62.6 | 165945.0639 | 165.9451 | 25269.0715 | 25.2691 | 25.2691 | 0 | 7.2197 | 0 | 18.2659 | 147.6791 | 147.6791 | 0 | 0
2003-02-19 | 17:00 | 57.2 | 90237.8155 | 90.2378 | 35656.1206 | 35.6561 | 35.6561 | 0 | 10.1875 | 0 | 25.7743 | 64.4635 | 64.4635 | 0 | 0
2003-02-19 | 18:00 | 57.2 | 45605.404 | 45.6054 | 44251.0086 | 44.251 | 44.251 | 0 | 12.6431 | 0 | 31.9872 | 13.6182 | 13.6182 | 0 | 0
2003-02-19 | 19:00 | 55.4 | 28031.0253 | 28.031 | 50461.5859 | 50.4616 | 50.4616 | 0 | 14.4176 | 0 | 36.4765 | -8.4455 | 0 | 0 | 0
2003-02-19 | 20:00 | 53.6 | 2797.8735 | 2.7979 | 62152.9483 | 62.1529 | 62.1529 | 0 | 17.758 | 0 | 44.9277 | -42.1298 | 0 | 0 | 0
2003-02-19 | 21:00 | 53.6 | 0 | 0 | 75604.7176 | 75.6047 | 75.6047 | 0 | 21.6013 | 0 | 54.6514 | -54.6514 | 0 | 0 | 0
2003-02-19 | 22:00 | 53.6 | 0 | 0 | 78974.8529 | 78.9749 | 78.9749 | 0 | 22.5642 | 0 | 57.0875 | -57.0875 | 0 | 0 | 0
2003-02-19 | 23:00 | 51.8 | 0 | 0 | 0 | 0 | 0 | 0 | 0 | 0 | 0 | 0 | 0 | 0 | 0
2003-02-19 | 24:00 | 50 | 0 | 0 | 0 | 0 | 0 | 0 | 0 | 0 | 0 | 0 | 0 | 0 | 0
2003-02-20 | 1:00 | 48.2 | 0 | 0 | 0 | 0 | 0 | 0 | 0 | 0 | 0 | 0 | 0 | 0 | 0
2003-02-20 | 2:00 | 48.2 | 0 | 0 | 0 | 0 | 0 | 0 | 0 | 0 | 0 | 0 | 0 | 0 | 0
2003-02-20 | 3:00 | 46.4 | 0 | 0 | 0 | 0 | 0 | 0 | 0 | 0 | 0 | 0 | 0 | 0 | 0
2003-02-20 | 4:00 | 48.2 | 0 | 0 | 0 | 0 | 0 | 0 | 0 | 0 | 0 | 0 | 0 | 0 | 0
2003-02-20 | 5:00 | 48.2 | 0 | 0 | 0 | 0 | 0 | 0 | 0 | 0 | 0 | 0 | 0 | 0 | 0
2003-02-20 | 6:00 | 51.8 | 0 | 0 | 0 | 0 | 0 | 0 | 0 | 0 | 0 | 0 | 0 | 0 | 0
2003-02-20 | 7:00 | 51.8 | 4.45 | 0.00445 | 241882.6368 | 241.8826 | 241.8826 | 0 | 65.3737 | 0 | 165.3954 | -165.391 | 0 | 0 | 0
2003-02-20 | 8:00 | 50 | 2.2958 | 0.0022958 | 120258.6212 | 120.2586 | 120.2586 | 0 | 34.3596 | 0 | 86.9298 | -86.9275 | 0 | 0 | 0
2003-02-20 | 9:00 | 57.2 | 27194.6744 | 27.1947 | 39279.549 | 39.2795 | 39.2795 | 0 | 11.2227 | 0 | 28.3935 | -1.1988 | 0 | 0 | 0
2003-02-20 | 10:00 | 62.6 | 172669.8933 | 172.6699 | 10776.3092 | 10.7763 | 10.7763 | 0 | 3.0789 | 0 | 7.7897 | 164.8802 | 164.8802 | 0 | 0
2003-02-20 | 11:00 | 64.4 | 277068.5868 | 277.0686 | 7697.0447 | 7.697 | 7.697 | 0 | 2.1992 | 0 | 5.5639 | 271.5047 | 271.5047 | 0 | 0
2003-02-20 | 12:00 | 66.2 | 336933.4531 | 336.9335 | 5883.548 | 5.8835 | 5.8835 | 0 | 1.681 | 0 | 4.253 | 332.6805 | 332.6805 | 0 | 0
2003-02-20 | 13:00 | 66.2 | 343434.8121 | 343.4348 | 5300.43 | 5.3004 | 5.3004 | 0 | 1.5144 | 0 | 3.8315 | 339.6034 | 339.6034 | 0 | 0
2003-02-20 | 14:00 | 68 | 402760.4933 | 402.7605 | 3456.1578 | 3.4562 | 3.4562 | 0 | 0.98747 | 0 | 2.4983 | 400.2622 | 400.2622 | 0 | 0
2003-02-20 | 15:00 | 68 | 456075.557 | 456.0756 | 2781.0935 | 2.7811 | 2.7811 | 0 | 0.7946 | 0 | 2.0103 | 454.0652 | 454.0652 | 0 | 0
2003-02-20 | 16:00 | 69.8 | 493456.9548 | 493.457 | 2137.0731 | 2.1371 | 2.1371 | 0 | 0.61059 | 0 | 1.5448 | 491.9122 | 491.9122 | 0 | 0
2003-02-20 | 17:00 | 66.2 | 428879.9453 | 428.8799 | 1197.3797 | 1.1974 | 1.1974 | 0 | 0.34211 | 0 | 0.86553 | 428.0144 | 428.0144 | 0 | 0
2003-02-20 | 18:00 | 64.4 | 245008.4237 | 245.0084 | 2035.9543 | 2.036 | 2.036 | 0 | 0.5817 | 0 | 1.4717 | 243.5367 | 243.5367 | 0 | 0
2003-02-20 | 19:00 | 61.16 | 195485.5399 | 195.4855 | 2341.4717 | 2.3415 | 2.3415 | 0 | 0.66899 | 0 | 1.6925 | 193.793 | 193.793 | 0 | 0
2003-02-20 | 20:00 | 58.1 | 129559.3235 | 129.5593 | 7642.8864 | 7.6429 | 7.6429 | 0 | 2.1837 | 0 | 5.5247 | 124.0346 | 124.0346 | 0 | 0
2003-02-20 | 21:00 | 55.4 | 43422.0719 | 43.4221 | 18629.4187 | 18.6294 | 18.6294 | 0 | 5.3227 | 0 | 13.4664 | 29.9557 | 29.9557 | 0 | 0
2003-02-20 | 22:00 | 51.8 | 1043.0601 | 1.0431 | 46130.2806 | 46.1303 | 46.1303 | 0 | 13.1801 | 0 | 33.3456 | -32.3025 | 0 | 0 | 0
2003-02-20 | 23:00 | 48.2 | 0 | 0 | 0 | 0 | 0 | 0 | 0 | 0 | 0 | 0 | 0 | 0 | 0
2003-02-20 | 24:00 | 44.6 | 0 | 0 | 0 | 0 | 0 | 0 | 0 | 0 | 0 | 0 | 0 | 0 | 0
2003-02-21 | 1:00 | 46.4 | 0 | 0 | 0 | 0 | 0 | 0 | 0 | 0 | 0 | 0 | 0 | 0 | 0
2003-02-21 | 2:00 | 46.4 | 0 | 0 | 0 | 0 | 0 | 0 | 0 | 0 | 0 | 0 | 0 | 0 | 0
2003-02-21 | 3:00 | 42.8 | 0 | 0 | 0 | 0 | 0 | 0 | 0 | 0 | 0 | 0 | 0 | 0 | 0
2003-02-21 | 4:00 | 42.8 | 0 | 0 | 0 | 0 | 0 | 0 | 0 | 0 | 0 | 0 | 0 | 0 | 0
2003-02-21 | 5:00 | 42.8 | 0 | 0 | 0 | 0 | 0 | 0 | 0 | 0 | 0 | 0 | 0 | 0 | 0
2003-02-21 | 6:00 | 42.8 | 0 | 0 | 0 | 0 | 0 | 0 | 0 | 0 | 0 | 0 | 0 | 0 | 0
2003-02-21 | 7:00 | 44.6 | 0.85306 | 0.00085306 | 340080.159 | 340.0802 | 340.0802 | 0 | 91.9136 | 0 | 232.5413 | -232.5404 | 0 | 0 | 0
2003-02-21 | 8:00 | 51.8 | 6.0712 | 0.0060712 | 121115.4685 | 121.1155 | 121.1155 | 0 | 34.6044 | 0 | 87.5492 | -87.5431 | 0 | 0 | 0
2003-02-21 | 9:00 | 55.4 | 9627.8241 | 9.6278 | 24247.5499 | 24.2475 | 24.2475 | 0 | 6.9279 | 0 | 17.5275 | -7.8997 | 0 | 0 | 0
2003-02-21 | 10:00 | 62.6 | 157996.7868 | 157.9968 | 7562.9005 | 7.5629 | 7.5629 | 0 | 2.1608 | 0 | 5.4669 | 152.5299 | 152.5299 | 0 | 0
2003-02-21 | 11:00 | 66.2 | 321050.9938 | 321.051 | 4929.4508 | 4.9295 | 4.9295 | 0 | 1.4084 | 0 | 3.5633 | 317.4877 | 317.4877 | 0 | 0
2003-02-21 | 12:00 | 71.6 | 510168.503 | 510.1685 | 4190.3971 | 4.1904 | 4.1904 | 0 | 1.1973 | 0 | 3.0291 | 507.1394 | 507.1394 | 0 | 0
2003-02-21 | 13:00 | 73.4 | 561835.9783 | 561.836 | 3912.8199 | 3.9128 | 3.9128 | 0 | 1.1179 | 0 | 2.8284 | 559.0076 | 559.0076 | 0 | 0
2003-02-21 | 14:00 | 73.4 | 669043.7541 | 669.0438 | 2349.1297 | 2.3491 | 2.3491 | 0 | 0.67118 | 0 | 1.6981 | 667.3457 | 667.3457 | 0 | 0
2003-02-21 | 15:00 | 71.6 | 673141.6708 | 673.1417 | 1399.5974 | 1.3996 | 1.3996 | 0 | 0.39988 | 0 | 1.0117 | 672.13 | 672.13 | 0 | 0
2003-02-21 | 16:00 | 71.6 | 648691.6479 | 648.6916 | 1123.3506 | 1.1234 | 1.1234 | 0 | 0.32096 | 0 | 0.81202 | 647.8796 | 647.8796 | 0 | 0
2003-02-21 | 17:00 | 68 | 555234.809 | 555.2348 | 834.9381 | 0.83494 | 0.83494 | 0 | 0.23855 | 0 | 0.60354 | 554.6313 | 554.6313 | 0 | 0
2003-02-21 | 18:00 | 64.4 | 304406.3323 | 304.4063 | 1611.0571 | 1.6111 | 1.6111 | 0 | 0.4603 | 0 | 1.1646 | 303.2418 | 303.2418 | 0 | 0
2003-02-21 | 19:00 | 60.8 | 229085.08 | 229.0851 | 1877.2746 | 1.8773 | 1.8773 | 0 | 0.53636 | 0 | 1.357 | 227.7281 | 227.7281 | 0 | 0
2003-02-21 | 20:00 | 55.4 | 85754.5155 | 85.7545 | 6848.9561 | 6.849 | 6.849 | 0 | 1.9568 | 0 | 4.9508 | 80.8037 | 80.8037 | 0 | 0
2003-02-21 | 21:00 | 53.6 | 4274.6187 | 4.2746 | 19619.3094 | 19.6193 | 19.6193 | 0 | 5.6055 | 0 | 14.182 | -9.9073 | 0 | 0 | 0
2003-02-21 | 22:00 | 48.2 | 0.59955 | 0.00059955 | 75770.4824 | 75.7705 | 75.7705 | 0 | 21.6487 | 0 | 54.7712 | -54.7706 | 0 | 0 | 0
2003-02-21 | 23:00 | 51.8 | 0 | 0 | 0 | 0 | 0 | 0 | 0 | 0 | 0 | 0 | 0 | 0 | 0
2003-02-21 | 24:00 | 50 | 0 | 0 | 0 | 0 | 0 | 0 | 0 | 0 | 0 | 0 | 0 | 0 | 0
2003-02-22 | 1:00 | 46.4 | 0 | 0 | 0 | 0 | 0 | 0 | 0 | 0 | 0 | 0 | 0 | 0 | 0
2003-02-22 | 2:00 | 46.4 | 0 | 0 | 0 | 0 | 0 | 0 | 0 | 0 | 0 | 0 | 0 | 0 | 0
2003-02-22 | 3:00 | 44.6 | 0 | 0 | 0 | 0 | 0 | 0 | 0 | 0 | 0 | 0 | 0 | 0 | 0
2003-02-22 | 4:00 | 44.6 | 0 | 0 | 0 | 0 | 0 | 0 | 0 | 0 | 0 | 0 | 0 | 0 | 0
2003-02-22 | 5:00 | 42.8 | 0 | 0 | 0 | 0 | 0 | 0 | 0 | 0 | 0 | 0 | 0 | 0 | 0
2003-02-22 | 6:00 | 42.8 | 0 | 0 | 0 | 0 | 0 | 0 | 0 | 0 | 0 | 0 | 0 | 0 | 0
2003-02-22 | 7:00 | 41 | 0.34045 | 0.00034045 | 346728.7388 | 346.7287 | 346.7287 | 0 | 93.7105 | 0 | 237.0875 | -237.0871 | 0 | 0 | 0
2003-02-22 | 8:00 | 46.76 | 3.9388 | 0.0039388 | 169984.9073 | 169.9849 | 169.9849 | 0 | 45.9419 | 0 | 116.2329 | -116.229 | 0 | 0 | 0
2003-02-22 | 9:00 | 53.24 | 20.5999 | 0.0206 | 131723.5896 | 131.7236 | 131.7236 | 0 | 35.601 | 0 | 90.0705 | -90.0499 | 0 | 0 | 0
2003-02-22 | 10:00 | 59 | 71232.6641 | 71.2327 | 5624.4551 | 5.6245 | 5.6245 | 0 | 1.607 | 0 | 4.0657 | 67.167 | 67.167 | 0 | 0
2003-02-22 | 11:00 | 62.6 | 228986.9583 | 228.987 | 3950.1746 | 3.9502 | 3.9502 | 0 | 1.1286 | 0 | 2.8554 | 226.1315 | 226.1315 | 0 | 0
2003-02-22 | 12:00 | 66.2 | 349045.9025 | 349.0459 | 3625.9882 | 3.626 | 3.626 | 0 | 1.036 | 0 | 2.6211 | 346.4248 | 346.4248 | 0 | 0
2003-02-22 | 13:00 | 69.8 | 422537.5736 | 422.5376 | 3514.2815 | 3.5143 | 3.5143 | 0 | 1.0041 | 0 | 2.5403 | 419.9973 | 419.9973 | 0 | 0
2003-02-22 | 14:00 | 68 | 498780.2631 | 498.7803 | 2072.4026 | 2.0724 | 2.0724 | 0 | 0.59212 | 0 | 1.4981 | 497.2822 | 497.2822 | 0 | 0
2003-02-22 | 15:00 | 67.82 | 487978.5518 | 487.9786 | 1441.8797 | 1.4419 | 1.4419 | 0 | 0.41197 | 0 | 1.0423 | 486.9363 | 486.9363 | 0 | 0
2003-02-22 | 16:00 | 66.74 | 464891.6911 | 464.8917 | 1239.1311 | 1.2391 | 1.2391 | 0 | 0.35404 | 0 | 0.89571 | 463.996 | 463.996 | 0 | 0
2003-02-22 | 17:00 | 64.4 | 392855.3394 | 392.8553 | 834.392 | 0.83439 | 0.83439 | 0 | 0.2384 | 0 | 0.60315 | 392.2522 | 392.2522 | 0 | 0
2003-02-22 | 18:00 | 60.8 | 207142.2193 | 207.1422 | 1622.202 | 1.6222 | 1.6222 | 0 | 0.46349 | 0 | 1.1726 | 205.9696 | 205.9696 | 0 | 0
2003-02-22 | 19:00 | 57.2 | 125951.918 | 125.9519 | 1907.2086 | 1.9072 | 1.9072 | 0 | 0.54492 | 0 | 1.3786 | 124.5733 | 124.5733 | 0 | 0
2003-02-22 | 20:00 | 57.2 | 82778.0567 | 82.7781 | 7167.2438 | 7.1672 | 7.1672 | 0 | 2.0478 | 0 | 5.1809 | 77.5972 | 77.5972 | 0 | 0
2003-02-22 | 21:00 | 55.4 | 37941.8449 | 37.9418 | 17097.6113 | 17.0976 | 17.0976 | 0 | 4.885 | 0 | 12.3591 | 25.5827 | 25.5827 | 0 | 0
2003-02-22 | 22:00 | 51.8 | 1125.4082 | 1.1254 | 40421.4766 | 40.4215 | 40.4215 | 0 | 11.549 | 0 | 29.219 | -28.0935 | 0 | 0 | 0
2003-02-22 | 23:00 | 51.8 | 0 | 0 | 0 | 0 | 0 | 0 | 0 | 0 | 0 | 0 | 0 | 0 | 0
2003-02-22 | 24:00 | 48.2 | 0 | 0 | 0 | 0 | 0 | 0 | 0 | 0 | 0 | 0 | 0 | 0 | 0
2003-02-23 | 1:00 | 50 | 0 | 0 | 0 | 0 | 0 | 0 | 0 | 0 | 0 | 0 | 0 | 0 | 0
2003-02-23 | 2:00 | 50 | 0 | 0 | 0 | 0 | 0 | 0 | 0 | 0 | 0 | 0 | 0 | 0 | 0
2003-02-23 | 3:00 | 50 | 0 | 0 | 0 | 0 | 0 | 0 | 0 | 0 | 0 | 0 | 0 | 0 | 0
2003-02-23 | 4:00 | 51.8 | 0 | 0 | 0 | 0 | 0 | 0 | 0 | 0 | 0 | 0 | 0 | 0 | 0
2003-02-23 | 5:00 | 51.8 | 0 | 0 | 0 | 0 | 0 | 0 | 0 | 0 | 0 | 0 | 0 | 0 | 0
2003-02-23 | 6:00 | 51.8 | 0 | 0 | 0 | 0 | 0 | 0 | 0 | 0 | 0 | 0 | 0 | 0 | 0
2003-02-23 | 7:00 | 51.8 | 5.5688 | 0.0055688 | 168453.5254 | 168.4535 | 168.4535 | 0 | 45.528 | 0 | 115.1858 | -115.1802 | 0 | 0 | 0
2003-02-23 | 8:00 | 52.34 | 0.91601 | 0.00091601 | 75140.2803 | 75.1403 | 75.1403 | 0 | 21.4687 | 0 | 54.3157 | -54.3148 | 0 | 0 | 0
2003-02-23 | 9:00 | 53.6 | 380.7381 | 0.38074 | 34284.6858 | 34.2847 | 34.2847 | 0 | 9.7956 | 0 | 24.7829 | -24.4022 | 0 | 0 | 0
2003-02-23 | 10:00 | 53.6 | 2062.6115 | 2.0626 | 16405.2996 | 16.4053 | 16.4053 | 0 | 4.6872 | 0 | 11.8587 | -9.7961 | 0 | 0 | 0
2003-02-23 | 11:00 | 55.4 | 13212.979 | 13.213 | 7285.8274 | 7.2858 | 7.2858 | 0 | 2.0817 | 0 | 5.2666 | 7.9464 | 7.9464 | 0 | 0
2003-02-23 | 12:00 | 57.2 | 57938.0944 | 57.9381 | 3257.1541 | 3.2572 | 3.2572 | 0 | 0.93062 | 0 | 2.3545 | 55.5836 | 55.5836 | 0 | 0
2003-02-23 | 13:00 | 59 | 98849.4102 | 98.8494 | 3623.4909 | 3.6235 | 3.6235 | 0 | 1.0353 | 0 | 2.6193 | 96.2301 | 96.2301 | 0 | 0
2003-02-23 | 14:00 | 60.8 | 164861.7471 | 164.8617 | 3431.1119 | 3.4311 | 3.4311 | 0 | 0.98032 | 0 | 2.4802 | 162.3815 | 162.3815 | 0 | 0
2003-02-23 | 15:00 | 60.8 | 207052.0095 | 207.052 | 3417.8031 | 3.4178 | 3.4178 | 0 | 0.97652 | 0 | 2.4706 | 204.5814 | 204.5814 | 0 | 0
2003-02-23 | 16:00 | 60.8 | 202921.7069 | 202.9217 | 2769.2245 | 2.7692 | 2.7692 | 0 | 0.79121 | 0 | 2.0018 | 200.92 | 200.92 | 0 | 0
2003-02-23 | 17:00 | 59 | 165861.2425 | 165.8612 | 988.4143 | 0.98841 | 0.98841 | 0 | 0.2824 | 0 | 0.71448 | 165.1468 | 165.1468 | 0 | 0
2003-02-23 | 18:00 | 57.2 | 76210.1889 | 76.2102 | 2769.1626 | 2.7692 | 2.7692 | 0 | 0.79119 | 0 | 2.0017 | 74.2085 | 74.2085 | 0 | 0
2003-02-23 | 19:00 | 55.4 | 40639.6842 | 40.6397 | 4124.7547 | 4.1248 | 4.1248 | 0 | 1.1785 | 0 | 2.9816 | 37.6581 | 37.6581 | 0 | 0
2003-02-23 | 20:00 | 55.4 | 23900.2668 | 23.9003 | 12134.4136 | 12.1344 | 12.1344 | 0 | 3.467 | 0 | 8.7714 | 15.1288 | 15.1288 | 0 | 0
2003-02-23 | 21:00 | 55.4 | 19922.2752 | 19.9223 | 21846.0123 | 21.846 | 21.846 | 0 | 6.2417 | 0 | 15.7915 | 4.1307 | 4.1307 | 0 | 0
2003-02-23 | 22:00 | 55.4 | 16893.9749 | 16.894 | 33909.3248 | 33.9093 | 33.9093 | 0 | 9.6884 | 0 | 24.5116 | -7.6176 | 0 | 0 | 0
2003-02-23 | 23:00 | 55.4 | 0 | 0 | 0 | 0 | 0 | 0 | 0 | 0 | 0 | 0 | 0 | 0 | 0
2003-02-23 | 24:00 | 55.4 | 0 | 0 | 0 | 0 | 0 | 0 | 0 | 0 | 0 | 0 | 0 | 0 | 0
2003-02-24 | 1:00 | 53.6 | 0 | 0 | 0 | 0 | 0 | 0 | 0 | 0 | 0 | 0 | 0 | 0 | 0
2003-02-24 | 2:00 | 53.6 | 0 | 0 | 0 | 0 | 0 | 0 | 0 | 0 | 0 | 0 | 0 | 0 | 0
2003-02-24 | 3:00 | 53.6 | 0 | 0 | 0 | 0 | 0 | 0 | 0 | 0 | 0 | 0 | 0 | 0 | 0
2003-02-24 | 4:00 | 53.6 | 0 | 0 | 0 | 0 | 0 | 0 | 0 | 0 | 0 | 0 | 0 | 0 | 0
2003-02-24 | 5:00 | 53.6 | 0 | 0 | 0 | 0 | 0 | 0 | 0 | 0 | 0 | 0 | 0 | 0 | 0
2003-02-24 | 6:00 | 53.6 | 0 | 0 | 0 | 0 | 0 | 0 | 0 | 0 | 0 | 0 | 0 | 0 | 0
2003-02-24 | 7:00 | 53.6 | 2.2798 | 0.0022798 | 143194.4198 | 143.1944 | 143.1944 | 0 | 38.7012 | 0 | 97.914 | -97.9117 | 0 | 0 | 0
2003-02-24 | 8:00 | 55.4 | 6444.3164 | 6.4443 | 42564.1431 | 42.5641 | 42.5641 | 0 | 12.1612 | 0 | 30.7678 | -24.3235 | 0 | 0 | 0
2003-02-24 | 9:00 | 57.2 | 58245.6075 | 58.2456 | 6083.2525 | 6.0833 | 6.0833 | 0 | 1.7381 | 0 | 4.3973 | 53.8483 | 53.8483 | 0 | 0
2003-02-24 | 10:00 | 59.18 | 125335.1489 | 125.3351 | 3688.2635 | 3.6883 | 3.6883 | 0 | 1.0538 | 0 | 2.6661 | 122.6691 | 122.6691 | 0 | 0
2003-02-24 | 11:00 | 60.8 | 187945.4683 | 187.9455 | 3315.3021 | 3.3153 | 3.3153 | 0 | 0.94723 | 0 | 2.3965 | 185.549 | 185.549 | 0 | 0
2003-02-24 | 12:00 | 61.16 | 192619.6605 | 192.6197 | 2776.5591 | 2.7766 | 2.7766 | 0 | 0.7933 | 0 | 2.0071 | 190.6126 | 190.6126 | 0 | 0
2003-02-24 | 13:00 | 60.8 | 169011.8934 | 169.0119 | 3671.0626 | 3.6711 | 3.6711 | 0 | 1.0489 | 0 | 2.6537 | 166.3582 | 166.3582 | 0 | 0
2003-02-24 | 14:00 | 60.8 | 173115.7445 | 173.1157 | 3359.106 | 3.3591 | 3.3591 | 0 | 0.95974 | 0 | 2.4282 | 170.6876 | 170.6876 | 0 | 0
2003-02-24 | 15:00 | 60.8 | 182357.0401 | 182.357 | 2972.9141 | 2.9729 | 2.9729 | 0 | 0.8494 | 0 | 2.149 | 180.208 | 180.208 | 0 | 0
2003-02-24 | 16:00 | 60.8 | 182825.7271 | 182.8257 | 2575.6737 | 2.5757 | 2.5757 | 0 | 0.73591 | 0 | 1.8618 | 180.9639 | 180.9639 | 0 | 0
2003-02-24 | 17:00 | 59 | 147094.3241 | 147.0943 | 797.1387 | 0.79714 | 0.79714 | 0 | 0.22775 | 0 | 0.57622 | 146.5181 | 146.5181 | 0 | 0
2003-02-24 | 18:00 | 57.2 | 74700.8396 | 74.7008 | 1945.5179 | 1.9455 | 1.9455 | 0 | 0.55586 | 0 | 1.4063 | 73.2945 | 73.2945 | 0 | 0
2003-02-24 | 19:00 | 57.2 | 63891.888 | 63.8919 | 3659.2432 | 3.6592 | 3.6592 | 0 | 1.0455 | 0 | 2.6451 | 61.2468 | 61.2468 | 0 | 0
2003-02-24 | 20:00 | 55.4 | 40935.2758 | 40.9353 | 11364.6075 | 11.3646 | 11.3646 | 0 | 3.247 | 0 | 8.215 | 32.7203 | 32.7203 | 0 | 0
2003-02-24 | 21:00 | 55.4 | 19877.1654 | 19.8772 | 21216.3871 | 21.2164 | 21.2164 | 0 | 6.0618 | 0 | 15.3364 | 4.5407 | 4.5407 | 0 | 0
2003-02-24 | 22:00 | 53.6 | 3138.6279 | 3.1386 | 36691.1526 | 36.6912 | 36.6912 | 0 | 10.4832 | 0 | 26.5225 | -23.3838 | 0 | 0 | 0
2003-02-24 | 23:00 | 53.6 | 0 | 0 | 0 | 0 | 0 | 0 | 0 | 0 | 0 | 0 | 0 | 0 | 0
2003-02-24 | 24:00 | 53.6 | 0 | 0 | 0 | 0 | 0 | 0 | 0 | 0 | 0 | 0 | 0 | 0 | 0
2003-02-25 | 1:00 | 53.6 | 0 | 0 | 0 | 0 | 0 | 0 | 0 | 0 | 0 | 0 | 0 | 0 | 0
2003-02-25 | 2:00 | 51.8 | 0 | 0 | 0 | 0 | 0 | 0 | 0 | 0 | 0 | 0 | 0 | 0 | 0
2003-02-25 | 3:00 | 50 | 0 | 0 | 0 | 0 | 0 | 0 | 0 | 0 | 0 | 0 | 0 | 0 | 0
2003-02-25 | 4:00 | 50 | 0 | 0 | 0 | 0 | 0 | 0 | 0 | 0 | 0 | 0 | 0 | 0 | 0
2003-02-25 | 5:00 | 48.2 | 0 | 0 | 0 | 0 | 0 | 0 | 0 | 0 | 0 | 0 | 0 | 0 | 0
2003-02-25 | 6:00 | 46.4 | 0 | 0 | 0 | 0 | 0 | 0 | 0 | 0 | 0 | 0 | 0 | 0 | 0
2003-02-25 | 7:00 | 46.4 | 4.9764 | 0.0049764 | 300104.4218 | 300.1044 | 300.1044 | 0 | 81.1093 | 0 | 205.2065 | -205.2016 | 0 | 0 | 0
2003-02-25 | 8:00 | 46.4 | 5.5981 | 0.0055981 | 236460.1231 | 236.4601 | 236.4601 | 0 | 63.9081 | 0 | 161.6876 | -161.682 | 0 | 0 | 0
2003-02-25 | 9:00 | 46.4 | 4.8132 | 0.0048132 | 185026.1902 | 185.0262 | 185.0262 | 0 | 50.0071 | 0 | 126.5179 | -126.5131 | 0 | 0 | 0
2003-02-25 | 10:00 | 48.2 | 4.6076 | 0.0046076 | 135880.8029 | 135.8808 | 135.8808 | 0 | 36.7245 | 0 | 92.9131 | -92.9085 | 0 | 0 | 0
2003-02-25 | 11:00 | 48.2 | 0 | 0 | 119642.0103 | 119.642 | 119.642 | 0 | 34.1834 | 0 | 86.4841 | -86.4841 | 0 | 0 | 0
2003-02-25 | 12:00 | 50 | 1.0119 | 0.0010119 | 95664.4094 | 95.6644 | 95.6644 | 0 | 27.3327 | 0 | 69.1517 | -69.1507 | 0 | 0 | 0
2003-02-25 | 13:00 | 53.6 | 1.2125 | 0.0012125 | 62533.1244 | 62.5331 | 62.5331 | 0 | 17.8666 | 0 | 45.2025 | -45.2013 | 0 | 0 | 0
2003-02-25 | 14:00 | 53.6 | 5.8252 | 0.0058252 | 38421.2343 | 38.4212 | 38.4212 | 0 | 10.9775 | 0 | 27.7731 | -27.7672 | 0 | 0 | 0
2003-02-25 | 15:00 | 53.6 | 4.8822 | 0.0048822 | 29085.19 | 29.0852 | 29.0852 | 0 | 8.3101 | 0 | 21.0244 | -21.0196 | 0 | 0 | 0
2003-02-25 | 16:00 | 53.6 | 5.126 | 0.005126 | 34933.4003 | 34.9334 | 34.9334 | 0 | 9.981 | 0 | 25.2519 | -25.2467 | 0 | 0 | 0
2003-02-25 | 17:00 | 55.4 | 6042.0452 | 6.042 | 47316.8868 | 47.3169 | 47.3169 | 0 | 13.5191 | 0 | 34.2033 | -28.1613 | 0 | 0 | 0
2003-02-25 | 18:00 | 53.6 | 2739.8013 | 2.7398 | 89082.9193 | 89.0829 | 89.0829 | 0 | 25.4523 | 0 | 64.3942 | -61.6544 | 0 | 0 | 0
2003-02-25 | 19:00 | 53.6 | 0 | 0 | 22226.0483 | 22.226 | 22.226 | 0 | 6.3503 | 0 | 16.0663 | -16.0663 | 0 | 0 | 0
2003-02-25 | 20:00 | 53.6 | 0 | 0 | 55824.935 | 55.8249 | 55.8249 | 0 | 15.95 | 0 | 40.3535 | -40.3535 | 0 | 0 | 0
2003-02-25 | 21:00 | 53.6 | 0 | 0 | 67810.1438 | 67.8101 | 67.8101 | 0 | 19.3743 | 0 | 49.017 | -49.017 | 0 | 0 | 0
2003-02-25 | 22:00 | 51.8 | 0 | 0 | 86015.9384 | 86.0159 | 86.0159 | 0 | 24.576 | 0 | 62.1772 | -62.1772 | 0 | 0 | 0
2003-02-25 | 23:00 | 51.8 | 0 | 0 | 0 | 0 | 0 | 0 | 0 | 0 | 0 | 0 | 0 | 0 | 0
2003-02-25 | 24:00 | 50 | 0 | 0 | 0 | 0 | 0 | 0 | 0 | 0 | 0 | 0 | 0 | 0 | 0
2003-02-26 | 1:00 | 50 | 0 | 0 | 0 | 0 | 0 | 0 | 0 | 0 | 0 | 0 | 0 | 0 | 0
2003-02-26 | 2:00 | 50 | 0 | 0 | 0 | 0 | 0 | 0 | 0 | 0 | 0 | 0 | 0 | 0 | 0
2003-02-26 | 3:00 | 50 | 0 | 0 | 0 | 0 | 0 | 0 | 0 | 0 | 0 | 0 | 0 | 0 | 0
2003-02-26 | 4:00 | 50 | 0 | 0 | 0 | 0 | 0 | 0 | 0 | 0 | 0 | 0 | 0 | 0 | 0
2003-02-26 | 5:00 | 46.4 | 0 | 0 | 0 | 0 | 0 | 0 | 0 | 0 | 0 | 0 | 0 | 0 | 0
2003-02-26 | 6:00 | 48.2 | 0 | 0 | 0 | 0 | 0 | 0 | 0 | 0 | 0 | 0 | 0 | 0 | 0
2003-02-26 | 7:00 | 50 | 0.061783 | 6.1783e-05 | 152433.4468 | 152.4334 | 152.4334 | 0 | 41.1982 | 0 | 104.2315 | -104.2315 | 0 | 0 | 0
2003-02-26 | 8:00 | 50 | 0 | 0 | 115290.0536 | 115.2901 | 115.2901 | 0 | 32.94 | 0 | 83.3382 | -83.3382 | 0 | 0 | 0
2003-02-26 | 9:00 | 51.8 | 2.5854 | 0.0025854 | 108332.2365 | 108.3322 | 108.3322 | 0 | 30.9521 | 0 | 78.3087 | -78.3061 | 0 | 0 | 0
2003-02-26 | 10:00 | 51.8 | 2.148 | 0.002148 | 91436.7242 | 91.4367 | 91.4367 | 0 | 26.1248 | 0 | 66.0957 | -66.0935 | 0 | 0 | 0
2003-02-26 | 11:00 | 53.6 | 0 | 0 | 43291.7714 | 43.2918 | 43.2918 | 0 | 12.3691 | 0 | 31.2938 | -31.2938 | 0 | 0 | 0
2003-02-26 | 12:00 | 51.8 | 0 | 0 | 46644.2985 | 46.6443 | 46.6443 | 0 | 13.3269 | 0 | 33.7172 | -33.7172 | 0 | 0 | 0
2003-02-26 | 13:00 | 57.2 | 12938.8683 | 12.9389 | 47086.6264 | 47.0866 | 47.0866 | 0 | 13.4533 | 0 | 34.0369 | -21.098 | 0 | 0 | 0
2003-02-26 | 14:00 | 57.2 | 45405.1532 | 45.4052 | 39767.0492 | 39.767 | 39.767 | 0 | 11.362 | 0 | 28.7459 | 16.6593 | 16.6593 | 0 | 0
2003-02-26 | 15:00 | 57.2 | 46303.1386 | 46.3031 | 44307.5777 | 44.3076 | 44.3076 | 0 | 12.6593 | 0 | 32.028 | 14.2751 | 14.2751 | 0 | 0
2003-02-26 | 16:00 | 57.2 | 45805.067 | 45.8051 | 52556.3321 | 52.5563 | 52.5563 | 0 | 15.0161 | 0 | 37.9907 | 7.8143 | 7.8143 | 0 | 0
2003-02-26 | 17:00 | 55.4 | 28710.6427 | 28.7106 | 62804.7798 | 62.8048 | 62.8048 | 0 | 17.9442 | 0 | 45.3989 | -16.6882 | 0 | 0 | 0
2003-02-26 | 18:00 | 55.4 | 15381.468 | 15.3815 | 68508.3588 | 68.5084 | 68.5084 | 0 | 19.5738 | 0 | 49.5218 | -34.1403 | 0 | 0 | 0
2003-02-26 | 19:00 | 53.6 | 2665.3934 | 2.6654 | 78412.4325 | 78.4124 | 78.4124 | 0 | 22.4036 | 0 | 56.681 | -54.0156 | 0 | 0 | 0
2003-02-26 | 20:00 | 53.6 | 0 | 0 | 93181.858 | 93.1819 | 93.1819 | 0 | 26.6234 | 0 | 67.3572 | -67.3572 | 0 | 0 | 0
2003-02-26 | 21:00 | 51.8 | 0 | 0 | 111565.3636 | 111.5654 | 111.5654 | 0 | 31.8758 | 0 | 80.6458 | -80.6458 | 0 | 0 | 0
2003-02-26 | 22:00 | 50 | 0 | 0 | 139805.3555 | 139.8054 | 139.8054 | 0 | 37.7852 | 0 | 95.5966 | -95.5966 | 0 | 0 | 0
2003-02-26 | 23:00 | 51.8 | 0 | 0 | 0 | 0 | 0 | 0 | 0 | 0 | 0 | 0 | 0 | 0 | 0
2003-02-26 | 24:00 | 51.8 | 0 | 0 | 0 | 0 | 0 | 0 | 0 | 0 | 0 | 0 | 0 | 0 | 0
2003-02-27 | 1:00 | 50 | 0 | 0 | 0 | 0 | 0 | 0 | 0 | 0 | 0 | 0 | 0 | 0 | 0
2003-02-27 | 2:00 | 51.8 | 0 | 0 | 0 | 0 | 0 | 0 | 0 | 0 | 0 | 0 | 0 | 0 | 0
2003-02-27 | 3:00 | 50 | 0 | 0 | 0 | 0 | 0 | 0 | 0 | 0 | 0 | 0 | 0 | 0 | 0
2003-02-27 | 4:00 | 50 | 0 | 0 | 0 | 0 | 0 | 0 | 0 | 0 | 0 | 0 | 0 | 0 | 0
2003-02-27 | 5:00 | 46.4 | 0 | 0 | 0 | 0 | 0 | 0 | 0 | 0 | 0 | 0 | 0 | 0 | 0
2003-02-27 | 6:00 | 48.2 | 0 | 0 | 0 | 0 | 0 | 0 | 0 | 0 | 0 | 0 | 0 | 0 | 0
2003-02-27 | 7:00 | 48.2 | 3.8322 | 0.0038322 | 320996.581 | 320.9966 | 320.9966 | 0 | 86.7558 | 0 | 219.4923 | -219.4884 | 0 | 0 | 0
2003-02-27 | 8:00 | 48.2 | 7.6766 | 0.0076766 | 177027.2477 | 177.0272 | 177.0272 | 0 | 47.8452 | 0 | 121.0484 | -121.0407 | 0 | 0 | 0
2003-02-27 | 9:00 | 50 | 4.8718 | 0.0048718 | 204094.3936 | 204.0944 | 204.0944 | 0 | 55.1606 | 0 | 139.5564 | -139.5516 | 0 | 0 | 0
2003-02-27 | 10:00 | 48.2 | 10.4685 | 0.010468 | 216616.5672 | 216.6166 | 216.6166 | 0 | 58.545 | 0 | 148.1189 | -148.1084 | 0 | 0 | 0
2003-02-27 | 11:00 | 50 | 9.3593 | 0.0093593 | 191080.8537 | 191.0809 | 191.0809 | 0 | 51.6435 | 0 | 130.658 | -130.6486 | 0 | 0 | 0
2003-02-27 | 12:00 | 53.6 | 9.2371 | 0.0092371 | 37153.4317 | 37.1534 | 37.1534 | 0 | 10.6153 | 0 | 26.8566 | -26.8474 | 0 | 0 | 0
2003-02-27 | 13:00 | 55.4 | 9138.6177 | 9.1386 | 12888.9969 | 12.889 | 12.889 | 0 | 3.6826 | 0 | 9.3169 | -0.17829 | 0 | 0 | 0
2003-02-27 | 14:00 | 55.4 | 25472.1376 | 25.4721 | 11571.2573 | 11.5713 | 11.5713 | 0 | 3.3061 | 0 | 8.3644 | 17.1078 | 17.1078 | 0 | 0
2003-02-27 | 15:00 | 55.4 | 27743.0702 | 27.7431 | 8414.3207 | 8.4143 | 8.4143 | 0 | 2.4041 | 0 | 6.0824 | 21.6607 | 21.6607 | 0 | 0
2003-02-27 | 16:00 | 53.6 | 6914.8258 | 6.9148 | 8691.2899 | 8.6913 | 8.6913 | 0 | 2.4832 | 0 | 6.2826 | 0.63226 | 0.63226 | 0 | 0
2003-02-27 | 17:00 | 53.6 | 1875.6245 | 1.8756 | 11157.0263 | 11.157 | 11.157 | 0 | 3.1877 | 0 | 8.0649 | -6.1893 | 0 | 0 | 0
2003-02-27 | 18:00 | 53.6 | 9.2454 | 0.0092454 | 15451.3722 | 15.4514 | 15.4514 | 0 | 4.4147 | 0 | 11.1691 | -11.1599 | 0 | 0 | 0
2003-02-27 | 19:00 | 51.8 | 0.99243 | 0.00099243 | 33137.8083 | 33.1378 | 33.1378 | 0 | 9.4679 | 0 | 23.9539 | -23.9529 | 0 | 0 | 0
2003-02-27 | 20:00 | 51.8 | 8.3136 | 0.0083136 | 75212.2571 | 75.2123 | 75.2123 | 0 | 21.4892 | 0 | 54.3677 | -54.3594 | 0 | 0 | 0
2003-02-27 | 21:00 | 51.8 | 0 | 0 | 61983.6423 | 61.9836 | 61.9836 | 0 | 17.7096 | 0 | 44.8053 | -44.8053 | 0 | 0 | 0
2003-02-27 | 22:00 | 46.4 | 1.8179 | 0.0018179 | 126167.7739 | 126.1678 | 126.1678 | 0 | 34.0994 | 0 | 86.2715 | -86.2697 | 0 | 0 | 0
2003-02-27 | 23:00 | 46.4 | 0 | 0 | 0 | 0 | 0 | 0 | 0 | 0 | 0 | 0 | 0 | 0 | 0
2003-02-27 | 24:00 | 46.4 | 0 | 0 | 0 | 0 | 0 | 0 | 0 | 0 | 0 | 0 | 0 | 0 | 0
2003-02-28 | 1:00 | 46.4 | 0 | 0 | 0 | 0 | 0 | 0 | 0 | 0 | 0 | 0 | 0 | 0 | 0
2003-02-28 | 2:00 | 48.2 | 0 | 0 | 0 | 0 | 0 | 0 | 0 | 0 | 0 | 0 | 0 | 0 | 0
2003-02-28 | 3:00 | 46.4 | 0 | 0 | 0 | 0 | 0 | 0 | 0 | 0 | 0 | 0 | 0 | 0 | 0
2003-02-28 | 4:00 | 44.6 | 0 | 0 | 0 | 0 | 0 | 0 | 0 | 0 | 0 | 0 | 0 | 0 | 0
2003-02-28 | 5:00 | 44.6 | 0 | 0 | 0 | 0 | 0 | 0 | 0 | 0 | 0 | 0 | 0 | 0 | 0
2003-02-28 | 6:00 | 44.6 | 0 | 0 | 0 | 0 | 0 | 0 | 0 | 0 | 0 | 0 | 0 | 0 | 0
2003-02-28 | 7:00 | 44.6 | 1.2717 | 0.0012717 | 355858.8342 | 355.8588 | 355.8588 | 0 | 96.1781 | 0 | 243.3305 | -243.3292 | 0 | 0 | 0
2003-02-28 | 8:00 | 48.2 | 7.2535 | 0.0072535 | 163044.865 | 163.0449 | 163.0449 | 0 | 44.0662 | 0 | 111.4874 | -111.4802 | 0 | 0 | 0
2003-02-28 | 9:00 | 51.26 | 6.377 | 0.006377 | 163986.2007 | 163.9862 | 163.9862 | 0 | 44.3206 | 0 | 112.1311 | -112.1247 | 0 | 0 | 0
2003-02-28 | 10:00 | 53.6 | 374.6267 | 0.37463 | 52238.6645 | 52.2387 | 52.2387 | 0 | 14.9253 | 0 | 37.7611 | -37.3865 | 0 | 0 | 0
2003-02-28 | 11:00 | 57.2 | 40033.8748 | 40.0339 | 9058.3949 | 9.0584 | 9.0584 | 0 | 2.5881 | 0 | 6.5479 | 33.4859 | 33.4859 | 0 | 0
2003-02-28 | 12:00 | 59 | 107285.049 | 107.285 | 8504.8304 | 8.5048 | 8.5048 | 0 | 2.43 | 0 | 6.1478 | 101.1373 | 101.1373 | 0 | 0
2003-02-28 | 13:00 | 60.8 | 142237.6547 | 142.2377 | 7791.0625 | 7.7911 | 7.7911 | 0 | 2.226 | 0 | 5.6318 | 136.6058 | 136.6058 | 0 | 0
2003-02-28 | 14:00 | 62.6 | 201369.0247 | 201.369 | 4455.7722 | 4.4558 | 4.4558 | 0 | 1.2731 | 0 | 3.2209 | 198.1481 | 198.1481 | 0 | 0
2003-02-28 | 15:00 | 62.6 | 243137.8661 | 243.1379 | 3578.3483 | 3.5783 | 3.5783 | 0 | 1.0224 | 0 | 2.5866 | 240.5512 | 240.5512 | 0 | 0
2003-02-28 | 16:00 | 62.6 | 232151.3273 | 232.1513 | 2557.1919 | 2.5572 | 2.5572 | 0 | 0.73063 | 0 | 1.8485 | 230.3028 | 230.3028 | 0 | 0
2003-02-28 | 17:00 | 60.8 | 198333.0002 | 198.333 | 1191.0262 | 1.191 | 1.191 | 0 | 0.34029 | 0 | 0.86094 | 197.4721 | 197.4721 | 0 | 0
2003-02-28 | 18:00 | 57.2 | 106084.1002 | 106.0841 | 2046.5989 | 2.0466 | 2.0466 | 0 | 0.58474 | 0 | 1.4794 | 104.6047 | 104.6047 | 0 | 0
2003-02-28 | 19:00 | 55.4 | 40752.3131 | 40.7523 | 2363.7694 | 2.3638 | 2.3638 | 0 | 0.67536 | 0 | 1.7087 | 39.0436 | 39.0436 | 0 | 0
2003-02-28 | 20:00 | 53.6 | 5447.7153 | 5.4477 | 12711.0149 | 12.711 | 12.711 | 0 | 3.6317 | 0 | 9.1882 | -3.7405 | 0 | 0 | 0
2003-02-28 | 21:00 | 53.6 | 7.3752 | 0.0073752 | 29815.3318 | 29.8153 | 29.8153 | 0 | 8.5187 | 0 | 21.5522 | -21.5449 | 0 | 0 | 0
2003-02-28 | 22:00 | 51.8 | 3.3908 | 0.0033908 | 55516.3851 | 55.5164 | 55.5164 | 0 | 15.8618 | 0 | 40.1304 | -40.127 | 0 | 0 | 0
2003-02-28 | 23:00 | 50 | 0 | 0 | 0 | 0 | 0 | 0 | 0 | 0 | 0 | 0 | 0 | 0 | 0
2003-02-28 | 24:00 | 48.2 | 0 | 0 | 0 | 0 | 0 | 0 | 0 | 0 | 0 | 0 | 0 | 0 | 0
2001-03-01 | 1:00 | 46.4 | 0 | 0 | 0 | 0 | 0 | 0 | 0 | 0 | 0 | 0 | 0 | 0 | 0
2001-03-01 | 2:00 | 44.6 | 0 | 0 | 0 | 0 | 0 | 0 | 0 | 0 | 0 | 0 | 0 | 0 | 0
2001-03-01 | 3:00 | 42.8 | 0 | 0 | 0 | 0 | 0 | 0 | 0 | 0 | 0 | 0 | 0 | 0 | 0
2001-03-01 | 4:00 | 41 | 0 | 0 | 0 | 0 | 0 | 0 | 0 | 0 | 0 | 0 | 0 | 0 | 0
2001-03-01 | 5:00 | 41 | 0 | 0 | 0 | 0 | 0 | 0 | 0 | 0 | 0 | 0 | 0 | 0 | 0
2001-03-01 | 6:00 | 38.84 | 0 | 0 | 0 | 0 | 0 | 0 | 0 | 0 | 0 | 0 | 0 | 38.84 | 0
2001-03-01 | 7:00 | 39.2 | 0 | 0 | 404868.0887 | 404.8681 | 0 | 404.8681 | 0 | 404.8681 | 0 | 0 | 0 | 39.2 | 404.8681
2001-03-01 | 8:00 | 46.4 | 3.2153 | 0.0032153 | 198978.5864 | 198.9786 | 198.9786 | 0 | 53.778 | 0 | 136.0583 | -136.0551 | 0 | 0 | 0
2001-03-01 | 9:00 | 50 | 7.3363 | 0.0073363 | 224019.6139 | 224.0196 | 224.0196 | 0 | 60.5458 | 0 | 153.181 | -153.1736 | 0 | 0 | 0
2001-03-01 | 10:00 | 53.6 | 328.367 | 0.32837 | 71273.6765 | 71.2737 | 71.2737 | 0 | 20.3639 | 0 | 51.5207 | -51.1923 | 0 | 0 | 0
2001-03-01 | 11:00 | 57.2 | 40689.2346 | 40.6892 | 8034.9425 | 8.0349 | 8.0349 | 0 | 2.2957 | 0 | 5.8081 | 34.8811 | 34.8811 | 0 | 0
2001-03-01 | 12:00 | 60.8 | 143967.2292 | 143.9672 | 6622.1441 | 6.6221 | 6.6221 | 0 | 1.892 | 0 | 4.7869 | 139.1804 | 139.1804 | 0 | 0
2001-03-01 | 13:00 | 62.6 | 214417.3568 | 214.4174 | 5830.5649 | 5.8306 | 5.8306 | 0 | 1.6659 | 0 | 4.2147 | 210.2027 | 210.2027 | 0 | 0
2001-03-01 | 14:00 | 62.6 | 255402.5205 | 255.4025 | 3543.2209 | 3.5432 | 3.5432 | 0 | 1.0123 | 0 | 2.5612 | 252.8413 | 252.8413 | 0 | 0
2001-03-01 | 15:00 | 64.4 | 282969.2595 | 282.9693 | 2643.1661 | 2.6432 | 2.6432 | 0 | 0.75519 | 0 | 1.9106 | 281.0586 | 281.0586 | 0 | 0
2001-03-01 | 16:00 | 64.4 | 341814.8018 | 341.8148 | 1835.5966 | 1.8356 | 1.8356 | 0 | 0.52446 | 0 | 1.3269 | 340.4879 | 340.4879 | 0 | 0
2001-03-01 | 17:00 | 60.8 | 254466.5038 | 254.4665 | 1080.0287 | 1.08 | 1.08 | 0 | 0.30858 | 0 | 0.78071 | 253.6858 | 253.6858 | 0 | 0
2001-03-01 | 18:00 | 57.2 | 94384.8911 | 94.3849 | 1881.8516 | 1.8819 | 1.8819 | 0 | 0.53767 | 0 | 1.3603 | 93.0246 | 93.0246 | 0 | 0
2001-03-01 | 19:00 | 53.6 | 21041.8405 | 21.0418 | 3864.225 | 3.8642 | 3.8642 | 0 | 1.1041 | 0 | 2.7933 | 18.2486 | 18.2486 | 0 | 0
2001-03-01 | 20:00 | 51.8 | 2.1405 | 0.0021405 | 45575.2434 | 45.5752 | 45.5752 | 0 | 13.0215 | 0 | 32.9444 | -32.9422 | 0 | 0 | 0
2001-03-01 | 21:00 | 50 | 5.1317 | 0.0051317 | 62713.7697 | 62.7138 | 62.7138 | 0 | 17.9182 | 0 | 45.3331 | -45.328 | 0 | 0 | 0
2001-03-01 | 22:00 | 46.4 | 3.9809 | 0.0039809 | 108307.1252 | 108.3071 | 108.3071 | 0 | 30.9449 | 0 | 78.2906 | -78.2866 | 0 | 0 | 0
2001-03-01 | 23:00 | 44.6 | 0 | 0 | 0 | 0 | 0 | 0 | 0 | 0 | 0 | 0 | 0 | 0 | 0
2001-03-01 | 24:00 | 44.6 | 0 | 0 | 0 | 0 | 0 | 0 | 0 | 0 | 0 | 0 | 0 | 0 | 0
2001-03-02 | 1:00 | 42.8 | 0 | 0 | 0 | 0 | 0 | 0 | 0 | 0 | 0 | 0 | 0 | 0 | 0
2001-03-02 | 2:00 | 41 | 0 | 0 | 0 | 0 | 0 | 0 | 0 | 0 | 0 | 0 | 0 | 0 | 0
2001-03-02 | 3:00 | 41 | 0 | 0 | 0 | 0 | 0 | 0 | 0 | 0 | 0 | 0 | 0 | 0 | 0
2001-03-02 | 4:00 | 41 | 0 | 0 | 0 | 0 | 0 | 0 | 0 | 0 | 0 | 0 | 0 | 0 | 0
2001-03-02 | 5:00 | 39.2 | 0 | 0 | 0 | 0 | 0 | 0 | 0 | 0 | 0 | 0 | 0 | 39.2 | 0
2001-03-02 | 6:00 | 39.2 | 0 | 0 | 0 | 0 | 0 | 0 | 0 | 0 | 0 | 0 | 0 | 39.2 | 0
2001-03-02 | 7:00 | 41.9 | 0 | 0 | 373981.6632 | 373.9817 | 373.9817 | 0 | 101.0761 | 0 | 255.7226 | -255.7226 | 0 | 0 | 0
2001-03-02 | 8:00 | 46.4 | 4.1777 | 0.0041777 | 195515.3821 | 195.5154 | 195.5154 | 0 | 52.842 | 0 | 133.6902 | -133.6861 | 0 | 0 | 0
2001-03-02 | 9:00 | 48.2 | 8.0169 | 0.0080169 | 275260.9012 | 275.2609 | 275.2609 | 0 | 74.3948 | 0 | 188.2189 | -188.2109 | 0 | 0 | 0
2001-03-02 | 10:00 | 50 | 11.8345 | 0.011834 | 187507.3334 | 187.5073 | 187.5073 | 0 | 50.6777 | 0 | 128.2145 | -128.2026 | 0 | 0 | 0
2001-03-02 | 11:00 | 53.6 | 429.0552 | 0.42906 | 64731.3054 | 64.7313 | 64.7313 | 0 | 18.4947 | 0 | 46.7915 | -46.3624 | 0 | 0 | 0
2001-03-02 | 12:00 | 55.4 | 10818.7796 | 10.8188 | 8442.1199 | 8.4421 | 8.4421 | 0 | 2.412 | 0 | 6.1024 | 4.7163 | 4.7163 | 0 | 0
2001-03-02 | 13:00 | 57.2 | 45724.034 | 45.724 | 7265.7873 | 7.2658 | 7.2658 | 0 | 2.0759 | 0 | 5.2521 | 40.4719 | 40.4719 | 0 | 0
2001-03-02 | 14:00 | 59 | 96032.2771 | 96.0323 | 5468.8609 | 5.4689 | 5.4689 | 0 | 1.5625 | 0 | 3.9532 | 92.0791 | 92.0791 | 0 | 0
2001-03-02 | 15:00 | 60.8 | 169770.3569 | 169.7704 | 4514.9133 | 4.5149 | 4.5149 | 0 | 1.29 | 0 | 3.2636 | 166.5067 | 166.5067 | 0 | 0
2001-03-02 | 16:00 | 60.8 | 196580.4752 | 196.5805 | 3330.0171 | 3.33 | 3.33 | 0 | 0.95143 | 0 | 2.4071 | 194.1733 | 194.1733 | 0 | 0
2001-03-02 | 17:00 | 59 | 163819.7234 | 163.8197 | 1344.0866 | 1.3441 | 1.3441 | 0 | 0.38402 | 0 | 0.97158 | 162.8481 | 162.8481 | 0 | 0
2001-03-02 | 18:00 | 55.4 | 53750.8839 | 53.7509 | 2266.3947 | 2.2664 | 2.2664 | 0 | 0.64754 | 0 | 1.6383 | 52.1126 | 52.1126 | 0 | 0
2001-03-02 | 19:00 | 53.6 | 5077.613 | 5.0776 | 6684.3984 | 6.6844 | 6.6844 | 0 | 1.9098 | 0 | 4.8319 | 0.24575 | 0.24575 | 0 | 0
2001-03-02 | 20:00 | 51.8 | 1.9602 | 0.0019602 | 48954.3933 | 48.9544 | 48.9544 | 0 | 13.987 | 0 | 35.387 | -35.3851 | 0 | 0 | 0
2001-03-02 | 21:00 | 51.8 | 2.6478 | 0.0026478 | 51175.6773 | 51.1757 | 51.1757 | 0 | 14.6216 | 0 | 36.9927 | -36.9901 | 0 | 0 | 0
2001-03-02 | 22:00 | 51.8 | 0.21129 | 0.00021129 | 64616.9987 | 64.617 | 64.617 | 0 | 18.462 | 0 | 46.7089 | -46.7086 | 0 | 0 | 0
2001-03-02 | 23:00 | 50 | 0 | 0 | 0 | 0 | 0 | 0 | 0 | 0 | 0 | 0 | 0 | 0 | 0
2001-03-02 | 24:00 | 50 | 0 | 0 | 0 | 0 | 0 | 0 | 0 | 0 | 0 | 0 | 0 | 0 | 0
2001-03-03 | 1:00 | 48.92 | 0 | 0 | 0 | 0 | 0 | 0 | 0 | 0 | 0 | 0 | 0 | 0 | 0
2001-03-03 | 2:00 | 48.2 | 0 | 0 | 0 | 0 | 0 | 0 | 0 | 0 | 0 | 0 | 0 | 0 | 0
2001-03-03 | 3:00 | 50 | 0 | 0 | 0 | 0 | 0 | 0 | 0 | 0 | 0 | 0 | 0 | 0 | 0
2001-03-03 | 4:00 | 48.38 | 0 | 0 | 0 | 0 | 0 | 0 | 0 | 0 | 0 | 0 | 0 | 0 | 0
2001-03-03 | 5:00 | 46.4 | 0 | 0 | 0 | 0 | 0 | 0 | 0 | 0 | 0 | 0 | 0 | 0 | 0
2001-03-03 | 6:00 | 48.2 | 0 | 0 | 0 | 0 | 0 | 0 | 0 | 0 | 0 | 0 | 0 | 0 | 0
2001-03-03 | 7:00 | 48.2 | 2.9178 | 0.0029178 | 249758.9363 | 249.7589 | 249.7589 | 0 | 67.5024 | 0 | 170.7811 | -170.7782 | 0 | 0 | 0
2001-03-03 | 8:00 | 50 | 5.2914 | 0.0052914 | 117845.0992 | 117.8451 | 117.8451 | 0 | 33.67 | 0 | 85.1852 | -85.1799 | 0 | 0 | 0
2001-03-03 | 9:00 | 51.8 | 4.6636 | 0.0046636 | 118967.4231 | 118.9674 | 118.9674 | 0 | 33.9907 | 0 | 85.9965 | -85.9918 | 0 | 0 | 0
2001-03-03 | 10:00 | 55.4 | 7222.6795 | 7.2227 | 21258.9961 | 21.259 | 21.259 | 0 | 6.074 | 0 | 15.3672 | -8.1445 | 0 | 0 | 0
2001-03-03 | 11:00 | 55.4 | 28493.291 | 28.4933 | 7521.4127 | 7.5214 | 7.5214 | 0 | 2.149 | 0 | 5.4369 | 23.0564 | 23.0564 | 0 | 0
2001-03-03 | 12:00 | 57.2 | 54286.0127 | 54.286 | 4714.8462 | 4.7148 | 4.7148 | 0 | 1.3471 | 0 | 3.4082 | 50.8779 | 50.8779 | 0 | 0
2001-03-03 | 13:00 | 60.8 | 122142.8866 | 122.1429 | 4832.1755 | 4.8322 | 4.8322 | 0 | 1.3806 | 0 | 3.493 | 118.6499 | 118.6499 | 0 | 0
2001-03-03 | 14:00 | 60.8 | 181680.4524 | 181.6805 | 3532.7012 | 3.5327 | 3.5327 | 0 | 1.0093 | 0 | 2.5536 | 179.1268 | 179.1268 | 0 | 0
2001-03-03 | 15:00 | 62.6 | 237696.5789 | 237.6966 | 3310.07 | 3.3101 | 3.3101 | 0 | 0.94573 | 0 | 2.3927 | 235.3039 | 235.3039 | 0 | 0
2001-03-03 | 16:00 | 62.6 | 273889.3164 | 273.8893 | 2578.6626 | 2.5787 | 2.5787 | 0 | 0.73676 | 0 | 1.864 | 272.0253 | 272.0253 | 0 | 0
2001-03-03 | 17:00 | 60.8 | 232714.6833 | 232.7147 | 934.6424 | 0.93464 | 0.93464 | 0 | 0.26704 | 0 | 0.67561 | 232.0391 | 232.0391 | 0 | 0
2001-03-03 | 18:00 | 57.2 | 91969.8793 | 91.9699 | 1850.3869 | 1.8504 | 1.8504 | 0 | 0.52868 | 0 | 1.3376 | 90.6323 | 90.6323 | 0 | 0
2001-03-03 | 19:00 | 55.4 | 40130.0524 | 40.1301 | 3254.9976 | 3.255 | 3.255 | 0 | 0.93 | 0 | 2.3529 | 37.7772 | 37.7772 | 0 | 0
2001-03-03 | 20:00 | 53.6 | 5530.3748 | 5.5304 | 14406.9881 | 14.407 | 14.407 | 0 | 4.1163 | 0 | 10.4142 | -4.8838 | 0 | 0 | 0
2001-03-03 | 21:00 | 51.8 | 3.6018 | 0.0036018 | 42574.442 | 42.5744 | 42.5744 | 0 | 12.1641 | 0 | 30.7752 | -30.7716 | 0 | 0 | 0
2001-03-03 | 22:00 | 50 | 0 | 0 | 74316.5148 | 74.3165 | 74.3165 | 0 | 21.2333 | 0 | 53.7202 | -53.7202 | 0 | 0 | 0
2001-03-03 | 23:00 | 50 | 0 | 0 | 0 | 0 | 0 | 0 | 0 | 0 | 0 | 0 | 0 | 0 | 0
2001-03-03 | 24:00 | 48.2 | 0 | 0 | 0 | 0 | 0 | 0 | 0 | 0 | 0 | 0 | 0 | 0 | 0
2001-03-04 | 1:00 | 48.2 | 0 | 0 | 0 | 0 | 0 | 0 | 0 | 0 | 0 | 0 | 0 | 0 | 0
2001-03-04 | 2:00 | 50 | 0 | 0 | 0 | 0 | 0 | 0 | 0 | 0 | 0 | 0 | 0 | 0 | 0
2001-03-04 | 3:00 | 50 | 0 | 0 | 0 | 0 | 0 | 0 | 0 | 0 | 0 | 0 | 0 | 0 | 0
2001-03-04 | 4:00 | 50 | 0 | 0 | 0 | 0 | 0 | 0 | 0 | 0 | 0 | 0 | 0 | 0 | 0
2001-03-04 | 5:00 | 48.2 | 0 | 0 | 0 | 0 | 0 | 0 | 0 | 0 | 0 | 0 | 0 | 0 | 0
2001-03-04 | 6:00 | 48.2 | 0 | 0 | 0 | 0 | 0 | 0 | 0 | 0 | 0 | 0 | 0 | 0 | 0
2001-03-04 | 7:00 | 48.2 | 4.2353 | 0.0042353 | 257624.0819 | 257.6241 | 257.6241 | 0 | 69.6281 | 0 | 176.1592 | -176.1549 | 0 | 0 | 0
2001-03-04 | 8:00 | 51.8 | 2.2839 | 0.0022839 | 171345.2471 | 171.3452 | 171.3452 | 0 | 46.3095 | 0 | 117.1631 | -117.1608 | 0 | 0 | 0
2001-03-04 | 9:00 | 53.6 | 3.3945 | 0.0033945 | 86345.5539 | 86.3456 | 86.3456 | 0 | 24.6702 | 0 | 62.4155 | -62.4121 | 0 | 0 | 0
2001-03-04 | 10:00 | 55.4 | 6017.1374 | 6.0171 | 39087.9223 | 39.0879 | 39.0879 | 0 | 11.168 | 0 | 28.255 | -22.2378 | 0 | 0 | 0
2001-03-04 | 11:00 | 55.4 | 17044.7365 | 17.0447 | 29636.6828 | 29.6367 | 29.6367 | 0 | 8.4676 | 0 | 21.4231 | -4.3784 | 0 | 0 | 0
2001-03-04 | 12:00 | 59 | 55919.5348 | 55.9195 | 26829.6922 | 26.8297 | 26.8297 | 0 | 7.6656 | 0 | 19.394 | 36.5255 | 36.5255 | 0 | 0
2001-03-04 | 13:00 | 62.6 | 136507.9774 | 136.508 | 27228.9621 | 27.229 | 27.229 | 0 | 7.7797 | 0 | 19.6826 | 116.8253 | 116.8253 | 0 | 0
2001-03-04 | 14:00 | 62.6 | 172658.6148 | 172.6586 | 24319.1045 | 24.3191 | 24.3191 | 0 | 6.9483 | 0 | 17.5792 | 155.0794 | 155.0794 | 0 | 0
2001-03-04 | 15:00 | 62.6 | 172830.9548 | 172.831 | 19556.0283 | 19.556 | 19.556 | 0 | 5.5874 | 0 | 14.1362 | 158.6947 | 158.6947 | 0 | 0
2001-03-04 | 16:00 | 60.8 | 148727.8712 | 148.7279 | 19358.4223 | 19.3584 | 19.3584 | 0 | 5.531 | 0 | 13.9934 | 134.7345 | 134.7345 | 0 | 0
2001-03-04 | 17:00 | 59 | 98545.6469 | 98.5456 | 36910.9314 | 36.9109 | 36.9109 | 0 | 10.546 | 0 | 26.6813 | 71.8643 | 71.8643 | 0 | 0
2001-03-04 | 18:00 | 57.2 | 58619.1013 | 58.6191 | 74921.2804 | 74.9213 | 74.9213 | 0 | 21.4061 | 0 | 54.1574 | 4.4617 | 4.4617 | 0 | 0
2001-03-04 | 19:00 | 57.2 | 45163.096 | 45.1631 | 10480.4563 | 10.4805 | 10.4805 | 0 | 2.9944 | 0 | 7.5759 | 37.5872 | 37.5872 | 0 | 0
2001-03-04 | 20:00 | 57.2 | 44823.7794 | 44.8238 | 38323.8744 | 38.3239 | 38.3239 | 0 | 10.9497 | 0 | 27.7027 | 17.1211 | 17.1211 | 0 | 0
2001-03-04 | 21:00 | 55.4 | 27950.6959 | 27.9507 | 48479.5128 | 48.4795 | 48.4795 | 0 | 13.8513 | 0 | 35.0438 | -7.0931 | 0 | 0 | 0
2001-03-04 | 22:00 | 55.4 | 15299.7746 | 15.2998 | 54997.944 | 54.9979 | 54.9979 | 0 | 15.7137 | 0 | 39.7557 | -24.4559 | 0 | 0 | 0
2001-03-04 | 23:00 | 55.4 | 0 | 0 | 0 | 0 | 0 | 0 | 0 | 0 | 0 | 0 | 0 | 0 | 0
2001-03-04 | 24:00 | 55.4 | 0 | 0 | 0 | 0 | 0 | 0 | 0 | 0 | 0 | 0 | 0 | 0 | 0
2001-03-05 | 1:00 | 55.4 | 0 | 0 | 0 | 0 | 0 | 0 | 0 | 0 | 0 | 0 | 0 | 0 | 0
2001-03-05 | 2:00 | 53.6 | 0 | 0 | 0 | 0 | 0 | 0 | 0 | 0 | 0 | 0 | 0 | 0 | 0
2001-03-05 | 3:00 | 53.6 | 0 | 0 | 0 | 0 | 0 | 0 | 0 | 0 | 0 | 0 | 0 | 0 | 0
2001-03-05 | 4:00 | 53.6 | 0 | 0 | 0 | 0 | 0 | 0 | 0 | 0 | 0 | 0 | 0 | 0 | 0
2001-03-05 | 5:00 | 53.6 | 0 | 0 | 0 | 0 | 0 | 0 | 0 | 0 | 0 | 0 | 0 | 0 | 0
2001-03-05 | 6:00 | 51.8 | 0 | 0 | 0 | 0 | 0 | 0 | 0 | 0 | 0 | 0 | 0 | 0 | 0
2001-03-05 | 7:00 | 51.8 | 0.12497 | 0.00012497 | 93882.1354 | 93.8821 | 93.8821 | 0 | 26.8235 | 0 | 67.8634 | -67.8632 | 0 | 0 | 0
2001-03-05 | 8:00 | 55.4 | 3240.5849 | 3.2406 | 56212.9208 | 56.2129 | 56.2129 | 0 | 16.0608 | 0 | 40.6339 | -37.3933 | 0 | 0 | 0
2001-03-05 | 9:00 | 57.2 | 32115.4777 | 32.1155 | 42251.6694 | 42.2517 | 42.2517 | 0 | 12.0719 | 0 | 30.5419 | 1.5736 | 1.5736 | 0 | 0
2001-03-05 | 10:00 | 60.8 | 80699.3344 | 80.6993 | 37331.1142 | 37.3311 | 37.3311 | 0 | 10.666 | 0 | 26.9851 | 53.7143 | 53.7143 | 0 | 0
2001-03-05 | 11:00 | 64.4 | 154172.1971 | 154.1722 | 16044.0057 | 16.044 | 16.044 | 0 | 4.584 | 0 | 11.5975 | 142.5747 | 142.5747 | 0 | 0
2001-03-05 | 12:00 | 66.2 | 208488.8288 | 208.4888 | 14148.4949 | 14.1485 | 14.1485 | 0 | 4.0424 | 0 | 10.2273 | 198.2615 | 198.2615 | 0 | 0
2001-03-05 | 13:00 | 66.2 | 216684.7073 | 216.6847 | 30553.4842 | 30.5535 | 30.5535 | 0 | 8.7296 | 0 | 22.0858 | 194.5989 | 194.5989 | 0 | 0
2001-03-05 | 14:00 | 66.2 | 221035.0809 | 221.0351 | 27057.979 | 27.058 | 27.058 | 0 | 7.7309 | 0 | 19.5591 | 201.476 | 201.476 | 0 | 0
2001-03-05 | 15:00 | 62.6 | 181270.9341 | 181.2709 | 25640.1978 | 25.6402 | 25.6402 | 0 | 7.3258 | 0 | 18.5342 | 162.7367 | 162.7367 | 0 | 0
2001-03-05 | 16:00 | 62.6 | 149539.4851 | 149.5395 | 14083.9242 | 14.0839 | 14.0839 | 0 | 4.024 | 0 | 10.1807 | 139.3588 | 139.3588 | 0 | 0
2001-03-05 | 17:00 | 60.8 | 126948.8992 | 126.9489 | 13264.725 | 13.2647 | 13.2647 | 0 | 3.7899 | 0 | 9.5885 | 117.3604 | 117.3604 | 0 | 0
2001-03-05 | 18:00 | 59 | 89521.1326 | 89.5211 | 28106.2304 | 28.1062 | 28.1062 | 0 | 8.0304 | 0 | 20.3168 | 69.2043 | 69.2043 | 0 | 0
2001-03-05 | 19:00 | 55.4 | 41322.1795 | 41.3222 | 42742.1018 | 42.7421 | 42.7421 | 0 | 12.212 | 0 | 30.8964 | 10.4257 | 10.4257 | 0 | 0
2001-03-05 | 20:00 | 53.6 | 2789.5515 | 2.7896 | 56628.4499 | 56.6284 | 56.6284 | 0 | 16.1796 | 0 | 40.9343 | -38.1447 | 0 | 0 | 0
2001-03-05 | 21:00 | 53.6 | 0 | 0 | 72097.0391 | 72.097 | 72.097 | 0 | 20.5992 | 0 | 52.1159 | -52.1159 | 0 | 0 | 0
2001-03-05 | 22:00 | 53.6 | 0 | 0 | 77882.8821 | 77.8829 | 77.8829 | 0 | 22.2523 | 0 | 56.2982 | -56.2982 | 0 | 0 | 0
2001-03-05 | 23:00 | 53.6 | 0 | 0 | 0 | 0 | 0 | 0 | 0 | 0 | 0 | 0 | 0 | 0 | 0
2001-03-05 | 24:00 | 55.4 | 0 | 0 | 0 | 0 | 0 | 0 | 0 | 0 | 0 | 0 | 0 | 0 | 0
2001-03-06 | 1:00 | 53.6 | 0 | 0 | 0 | 0 | 0 | 0 | 0 | 0 | 0 | 0 | 0 | 0 | 0
2001-03-06 | 2:00 | 53.6 | 0 | 0 | 0 | 0 | 0 | 0 | 0 | 0 | 0 | 0 | 0 | 0 | 0
2001-03-06 | 3:00 | 53.6 | 0 | 0 | 0 | 0 | 0 | 0 | 0 | 0 | 0 | 0 | 0 | 0 | 0
2001-03-06 | 4:00 | 53.6 | 0 | 0 | 0 | 0 | 0 | 0 | 0 | 0 | 0 | 0 | 0 | 0 | 0
2001-03-06 | 5:00 | 51.8 | 0 | 0 | 0 | 0 | 0 | 0 | 0 | 0 | 0 | 0 | 0 | 0 | 0
2001-03-06 | 6:00 | 51.8 | 0 | 0 | 0 | 0 | 0 | 0 | 0 | 0 | 0 | 0 | 0 | 0 | 0
2001-03-06 | 7:00 | 51.8 | 4.4365 | 0.0044365 | 235707.5317 | 235.7075 | 235.7075 | 0 | 63.7047 | 0 | 161.173 | -161.1686 | 0 | 0 | 0
2001-03-06 | 8:00 | 53.6 | 4.6943 | 0.0046943 | 79946.0912 | 79.9461 | 79.9461 | 0 | 22.8417 | 0 | 57.7896 | -57.7849 | 0 | 0 | 0
2001-03-06 | 9:00 | 55.4 | 12424.0025 | 12.424 | 12417.617 | 12.4176 | 12.4176 | 0 | 3.5479 | 0 | 8.9762 | 3.4478 | 3.4478 | 0 | 0
2001-03-06 | 10:00 | 57.2 | 70918.6645 | 70.9187 | 9169.3077 | 9.1693 | 9.1693 | 0 | 2.6198 | 0 | 6.6281 | 64.2906 | 64.2906 | 0 | 0
2001-03-06 | 11:00 | 57.2 | 99053.1248 | 99.0531 | 7924.5481 | 7.9245 | 7.9245 | 0 | 2.2642 | 0 | 5.7283 | 93.3248 | 93.3248 | 0 | 0
2001-03-06 | 12:00 | 57.2 | 80729.5601 | 80.7296 | 5643.3551 | 5.6434 | 5.6434 | 0 | 1.6124 | 0 | 4.0793 | 76.6502 | 76.6502 | 0 | 0
2001-03-06 | 13:00 | 57.2 | 65745.8454 | 65.7458 | 7045.5137 | 7.0455 | 7.0455 | 0 | 2.013 | 0 | 5.0929 | 60.6529 | 60.6529 | 0 | 0
2001-03-06 | 14:00 | 57.02 | 75166.2427 | 75.1662 | 7840.3936 | 7.8404 | 7.8404 | 0 | 2.2401 | 0 | 5.6675 | 69.4988 | 69.4988 | 0 | 0
2001-03-06 | 15:00 | 55.4 | 58439.99 | 58.44 | 6867.9486 | 6.8679 | 6.8679 | 0 | 1.9623 | 0 | 4.9645 | 53.4754 | 53.4754 | 0 | 0
2001-03-06 | 16:00 | 55.4 | 32193.1933 | 32.1932 | 4889.6856 | 4.8897 | 4.8897 | 0 | 1.3971 | 0 | 3.5345 | 28.6586 | 28.6586 | 0 | 0
2001-03-06 | 17:00 | 55.4 | 28791.99 | 28.792 | 2242.1627 | 2.2422 | 2.2422 | 0 | 0.64062 | 0 | 1.6208 | 27.1712 | 27.1712 | 0 | 0
2001-03-06 | 18:00 | 55.4 | 19231.1478 | 19.2311 | 6714.6617 | 6.7147 | 6.7147 | 0 | 1.9185 | 0 | 4.8537 | 14.3774 | 14.3774 | 0 | 0
2001-03-06 | 19:00 | 54.14 | 7279.4941 | 7.2795 | 8496.9473 | 8.4969 | 8.4969 | 0 | 2.4277 | 0 | 6.1421 | 1.1374 | 1.1374 | 0 | 0
2001-03-06 | 20:00 | 53.6 | 294.9132 | 0.29491 | 22523.6259 | 22.5236 | 22.5236 | 0 | 6.4353 | 0 | 16.2814 | -15.9865 | 0 | 0 | 0
2001-03-06 | 21:00 | 53.6 | 6.8664 | 0.0068664 | 37048.7573 | 37.0488 | 37.0488 | 0 | 10.5854 | 0 | 26.781 | -26.7741 | 0 | 0 | 0
2001-03-06 | 22:00 | 51.8 | 3.6767 | 0.0036767 | 67273.5386 | 67.2735 | 67.2735 | 0 | 19.221 | 0 | 48.6292 | -48.6255 | 0 | 0 | 0
2001-03-06 | 23:00 | 53.6 | 0 | 0 | 0 | 0 | 0 | 0 | 0 | 0 | 0 | 0 | 0 | 0 | 0
2001-03-06 | 24:00 | 53.6 | 0 | 0 | 0 | 0 | 0 | 0 | 0 | 0 | 0 | 0 | 0 | 0 | 0
2001-03-07 | 1:00 | 52.52 | 0 | 0 | 0 | 0 | 0 | 0 | 0 | 0 | 0 | 0 | 0 | 0 | 0
2001-03-07 | 2:00 | 51.8 | 0 | 0 | 0 | 0 | 0 | 0 | 0 | 0 | 0 | 0 | 0 | 0 | 0
2001-03-07 | 3:00 | 51.62 | 0 | 0 | 0 | 0 | 0 | 0 | 0 | 0 | 0 | 0 | 0 | 0 | 0
2001-03-07 | 4:00 | 51.8 | 0 | 0 | 0 | 0 | 0 | 0 | 0 | 0 | 0 | 0 | 0 | 0 | 0
2001-03-07 | 5:00 | 51.8 | 0 | 0 | 0 | 0 | 0 | 0 | 0 | 0 | 0 | 0 | 0 | 0 | 0
2001-03-07 | 6:00 | 51.8 | 0 | 0 | 0 | 0 | 0 | 0 | 0 | 0 | 0 | 0 | 0 | 0 | 0
2001-03-07 | 7:00 | 51.8 | 6.6949 | 0.0066949 | 218271.3277 | 218.2713 | 218.2713 | 0 | 58.9923 | 0 | 149.2504 | -149.2437 | 0 | 0 | 0
2001-03-07 | 8:00 | 51.8 | 0.90037 | 0.00090037 | 97916.8387 | 97.9168 | 97.9168 | 0 | 27.9762 | 0 | 70.7799 | -70.779 | 0 | 0 | 0
2001-03-07 | 9:00 | 53.6 | 318.6046 | 0.3186 | 45684.6236 | 45.6846 | 45.6846 | 0 | 13.0527 | 0 | 33.0235 | -32.7049 | 0 | 0 | 0
2001-03-07 | 10:00 | 55.4 | 11387.991 | 11.388 | 11275.5294 | 11.2755 | 11.2755 | 0 | 3.2216 | 0 | 8.1506 | 3.2374 | 3.2374 | 0 | 0
2001-03-07 | 11:00 | 57.2 | 63009.2794 | 63.0093 | 9043.4744 | 9.0435 | 9.0435 | 0 | 2.5838 | 0 | 6.5371 | 56.4721 | 56.4721 | 0 | 0
2001-03-07 | 12:00 | 57.2 | 77557.2746 | 77.5573 | 5476.1533 | 5.4762 | 5.4762 | 0 | 1.5646 | 0 | 3.9585 | 73.5988 | 73.5988 | 0 | 0
2001-03-07 | 13:00 | 59 | 98063.313 | 98.0633 | 6018.6515 | 6.0187 | 6.0187 | 0 | 1.7196 | 0 | 4.3506 | 93.7127 | 93.7127 | 0 | 0
2001-03-07 | 14:00 | 62.6 | 207127.8224 | 207.1278 | 4950.5787 | 4.9506 | 4.9506 | 0 | 1.4145 | 0 | 3.5786 | 203.5493 | 203.5493 | 0 | 0
2001-03-07 | 15:00 | 62.6 | 286099.0728 | 286.0991 | 3922.1383 | 3.9221 | 3.9221 | 0 | 1.1206 | 0 | 2.8351 | 283.2639 | 283.2639 | 0 | 0
2001-03-07 | 16:00 | 62.6 | 291467.1436 | 291.4671 | 2785.1963 | 2.7852 | 2.7852 | 0 | 0.79577 | 0 | 2.0133 | 289.4538 | 289.4538 | 0 | 0
2001-03-07 | 17:00 | 60.8 | 251876.8517 | 251.8769 | 1171.4701 | 1.1715 | 1.1715 | 0 | 0.33471 | 0 | 0.84681 | 251.03 | 251.03 | 0 | 0
2001-03-07 | 18:00 | 59 | 119117.1187 | 119.1171 | 2150.6332 | 2.1506 | 2.1506 | 0 | 0.61447 | 0 | 1.5546 | 117.5625 | 117.5625 | 0 | 0
2001-03-07 | 19:00 | 57.2 | 95841.7186 | 95.8417 | 3586.2697 | 3.5863 | 3.5863 | 0 | 1.0246 | 0 | 2.5924 | 93.2494 | 93.2494 | 0 | 0
2001-03-07 | 20:00 | 53.6 | 22903.1301 | 22.9031 | 13950.2333 | 13.9502 | 13.9502 | 0 | 3.9858 | 0 | 10.084 | 12.8191 | 12.8191 | 0 | 0
2001-03-07 | 21:00 | 53.6 | 7.8396 | 0.0078396 | 31880.8027 | 31.8808 | 31.8808 | 0 | 9.1088 | 0 | 23.0453 | -23.0374 | 0 | 0 | 0
2001-03-07 | 22:00 | 50 | 0.47745 | 0.00047745 | 72437.8394 | 72.4378 | 72.4378 | 0 | 20.6965 | 0 | 52.3622 | -52.3617 | 0 | 0 | 0
2001-03-07 | 23:00 | 50 | 0 | 0 | 0 | 0 | 0 | 0 | 0 | 0 | 0 | 0 | 0 | 0 | 0
2001-03-07 | 24:00 | 50.54 | 0 | 0 | 0 | 0 | 0 | 0 | 0 | 0 | 0 | 0 | 0 | 0 | 0
2001-03-08 | 1:00 | 51.08 | 0 | 0 | 0 | 0 | 0 | 0 | 0 | 0 | 0 | 0 | 0 | 0 | 0
2001-03-08 | 2:00 | 51.8 | 0 | 0 | 0 | 0 | 0 | 0 | 0 | 0 | 0 | 0 | 0 | 0 | 0
2001-03-08 | 3:00 | 51.8 | 0 | 0 | 0 | 0 | 0 | 0 | 0 | 0 | 0 | 0 | 0 | 0 | 0
2001-03-08 | 4:00 | 51.8 | 0 | 0 | 0 | 0 | 0 | 0 | 0 | 0 | 0 | 0 | 0 | 0 | 0
2001-03-08 | 5:00 | 53.6 | 0 | 0 | 0 | 0 | 0 | 0 | 0 | 0 | 0 | 0 | 0 | 0 | 0
2001-03-08 | 6:00 | 51.8 | 0 | 0 | 0 | 0 | 0 | 0 | 0 | 0 | 0 | 0 | 0 | 0 | 0
2001-03-08 | 7:00 | 53.6 | 4.4226 | 0.0044226 | 180911.5155 | 180.9115 | 180.9115 | 0 | 48.895 | 0 | 123.7044 | -123.6999 | 0 | 0 | 0
2001-03-08 | 8:00 | 53.6 | 8.2197 | 0.0082197 | 65615.6351 | 65.6156 | 65.6156 | 0 | 18.7473 | 0 | 47.4307 | -47.4225 | 0 | 0 | 0
2001-03-08 | 9:00 | 55.76 | 18420.4431 | 18.4204 | 11484.2166 | 11.4842 | 11.4842 | 0 | 3.2812 | 0 | 8.3014 | 10.119 | 10.119 | 0 | 0
2001-03-08 | 10:00 | 57.2 | 71362.9278 | 71.3629 | 7948.2256 | 7.9482 | 7.9482 | 0 | 2.2709 | 0 | 5.7454 | 65.6175 | 65.6175 | 0 | 0
2001-03-08 | 11:00 | 59 | 132577.9797 | 132.578 | 5556.5969 | 5.5566 | 5.5566 | 0 | 1.5876 | 0 | 4.0166 | 128.5614 | 128.5614 | 0 | 0
2001-03-08 | 12:00 | 62.6 | 221800.3723 | 221.8004 | 3376.4986 | 3.3765 | 3.3765 | 0 | 0.96471 | 0 | 2.4407 | 219.3596 | 219.3596 | 0 | 0
2001-03-08 | 13:00 | 62.6 | 253784.0292 | 253.784 | 3486.6993 | 3.4867 | 3.4867 | 0 | 0.9962 | 0 | 2.5204 | 251.2636 | 251.2636 | 0 | 0
2001-03-08 | 14:00 | 64.4 | 315048.5662 | 315.0486 | 2885.2974 | 2.8853 | 2.8853 | 0 | 0.82437 | 0 | 2.0857 | 312.9629 | 312.9629 | 0 | 0
2001-03-08 | 15:00 | 66.2 | 420423.7208 | 420.4237 | 2574.807 | 2.5748 | 2.5748 | 0 | 0.73566 | 0 | 1.8612 | 418.5625 | 418.5625 | 0 | 0
2001-03-08 | 16:00 | 66.2 | 452585.2559 | 452.5853 | 1916.2231 | 1.9162 | 1.9162 | 0 | 0.54749 | 0 | 1.3852 | 451.2001 | 451.2001 | 0 | 0
2001-03-08 | 17:00 | 64.4 | 406325.6806 | 406.3257 | 721.0139 | 0.72101 | 0.72101 | 0 | 0.206 | 0 | 0.52119 | 405.8045 | 405.8045 | 0 | 0
2001-03-08 | 18:00 | 60.8 | 210455.0966 | 210.4551 | 1614.2368 | 1.6142 | 1.6142 | 0 | 0.46121 | 0 | 1.1669 | 209.2882 | 209.2882 | 0 | 0
2001-03-08 | 19:00 | 57.2 | 135980.1842 | 135.9802 | 2150.1245 | 2.1501 | 2.1501 | 0 | 0.61432 | 0 | 1.5542 | 134.426 | 134.426 | 0 | 0
2001-03-08 | 20:00 | 57.2 | 91134.7589 | 91.1348 | 9690.69 | 9.6907 | 9.6907 | 0 | 2.7688 | 0 | 7.005 | 84.1298 | 84.1298 | 0 | 0
2001-03-08 | 21:00 | 55.4 | 42041.6569 | 42.0417 | 19498.7678 | 19.4988 | 19.4988 | 0 | 5.5711 | 0 | 14.0948 | 27.9468 | 27.9468 | 0 | 0
2001-03-08 | 22:00 | 53.6 | 3040.0125 | 3.04 | 34931.8832 | 34.9319 | 34.9319 | 0 | 9.9805 | 0 | 25.2508 | -22.2107 | 0 | 0 | 0
2001-03-08 | 23:00 | 51.8 | 0 | 0 | 0 | 0 | 0 | 0 | 0 | 0 | 0 | 0 | 0 | 0 | 0
2001-03-08 | 24:00 | 53.6 | 0 | 0 | 0 | 0 | 0 | 0 | 0 | 0 | 0 | 0 | 0 | 0 | 0
2001-03-09 | 1:00 | 53.42 | 0 | 0 | 0 | 0 | 0 | 0 | 0 | 0 | 0 | 0 | 0 | 0 | 0
2001-03-09 | 2:00 | 53.6 | 0 | 0 | 0 | 0 | 0 | 0 | 0 | 0 | 0 | 0 | 0 | 0 | 0
2001-03-09 | 3:00 | 53.6 | 0 | 0 | 0 | 0 | 0 | 0 | 0 | 0 | 0 | 0 | 0 | 0 | 0
2001-03-09 | 4:00 | 53.6 | 0 | 0 | 0 | 0 | 0 | 0 | 0 | 0 | 0 | 0 | 0 | 0 | 0
2001-03-09 | 5:00 | 53.6 | 0 | 0 | 0 | 0 | 0 | 0 | 0 | 0 | 0 | 0 | 0 | 0 | 0
2001-03-09 | 6:00 | 53.6 | 0 | 0 | 0 | 0 | 0 | 0 | 0 | 0 | 0 | 0 | 0 | 0 | 0
2001-03-09 | 7:00 | 52.7 | 2.2806 | 0.0022806 | 156991.5975 | 156.9916 | 156.9916 | 0 | 42.4302 | 0 | 107.3483 | -107.346 | 0 | 0 | 0
2001-03-09 | 8:00 | 53.6 | 3.3468 | 0.0033468 | 62962.1789 | 62.9622 | 62.9622 | 0 | 17.9892 | 0 | 45.5127 | -45.5093 | 0 | 0 | 0
2001-03-09 | 9:00 | 53.6 | 1969.019 | 1.969 | 18358.2278 | 18.3582 | 18.3582 | 0 | 5.2452 | 0 | 13.2704 | -11.3014 | 0 | 0 | 0
2001-03-09 | 10:00 | 53.6 | 1879.7003 | 1.8797 | 17228.1988 | 17.2282 | 17.2282 | 0 | 4.9223 | 0 | 12.4535 | -10.5738 | 0 | 0 | 0
2001-03-09 | 11:00 | 57.2 | 48994.2143 | 48.9942 | 7776.8132 | 7.7768 | 7.7768 | 0 | 2.2219 | 0 | 5.6215 | 43.3727 | 43.3727 | 0 | 0
2001-03-09 | 12:00 | 59 | 115783.861 | 115.7839 | 3148.7685 | 3.1488 | 3.1488 | 0 | 0.89965 | 0 | 2.2761 | 113.5078 | 113.5078 | 0 | 0
2001-03-09 | 13:00 | 62.6 | 181357.2933 | 181.3573 | 3447.4187 | 3.4474 | 3.4474 | 0 | 0.98498 | 0 | 2.492 | 178.8653 | 178.8653 | 0 | 0
2001-03-09 | 14:00 | 62.6 | 242318.5198 | 242.3185 | 2807.8892 | 2.8079 | 2.8079 | 0 | 0.80225 | 0 | 2.0297 | 240.2888 | 240.2888 | 0 | 0
2001-03-09 | 15:00 | 60.8 | 231040.5912 | 231.0406 | 3000.2853 | 3.0003 | 3.0003 | 0 | 0.85722 | 0 | 2.1688 | 228.8718 | 228.8718 | 0 | 0
2001-03-09 | 16:00 | 57.2 | 131687.5587 | 131.6876 | 2518.5472 | 2.5185 | 2.5185 | 0 | 0.71958 | 0 | 1.8205 | 129.867 | 129.867 | 0 | 0
2001-03-09 | 17:00 | 55.4 | 57073.2877 | 57.0733 | 861.2054 | 0.86121 | 0.86121 | 0 | 0.24606 | 0 | 0.62253 | 56.4508 | 56.4508 | 0 | 0
2001-03-09 | 18:00 | 53.6 | 4800.8135 | 4.8008 | 4744.8736 | 4.7449 | 4.7449 | 0 | 1.3557 | 0 | 3.4299 | 1.3709 | 1.3709 | 0 | 0
2001-03-09 | 19:00 | 51.8 | 1.2087 | 0.0012087 | 29127.7452 | 29.1277 | 29.1277 | 0 | 8.3222 | 0 | 21.0552 | -21.054 | 0 | 0 | 0
2001-03-09 | 20:00 | 48.2 | 4.2069 | 0.0042069 | 139642.9133 | 139.6429 | 139.6429 | 0 | 37.7413 | 0 | 95.4856 | -95.4814 | 0 | 0 | 0
2001-03-09 | 21:00 | 48.2 | 0 | 0 | 92610.8658 | 92.6109 | 92.6109 | 0 | 26.4602 | 0 | 66.9444 | -66.9444 | 0 | 0 | 0
2001-03-09 | 22:00 | 46.4 | 3.0357 | 0.0030357 | 119940.7063 | 119.9407 | 119.9407 | 0 | 34.2688 | 0 | 86.7 | -86.697 | 0 | 0 | 0
2001-03-09 | 23:00 | 48.2 | 0 | 0 | 0 | 0 | 0 | 0 | 0 | 0 | 0 | 0 | 0 | 0 | 0
2001-03-09 | 24:00 | 48.02 | 0 | 0 | 0 | 0 | 0 | 0 | 0 | 0 | 0 | 0 | 0 | 0 | 0
2001-03-10 | 1:00 | 48.02 | 0 | 0 | 0 | 0 | 0 | 0 | 0 | 0 | 0 | 0 | 0 | 0 | 0
2001-03-10 | 2:00 | 48.2 | 0 | 0 | 0 | 0 | 0 | 0 | 0 | 0 | 0 | 0 | 0 | 0 | 0
2001-03-10 | 3:00 | 46.4 | 0 | 0 | 0 | 0 | 0 | 0 | 0 | 0 | 0 | 0 | 0 | 0 | 0
2001-03-10 | 4:00 | 46.4 | 0 | 0 | 0 | 0 | 0 | 0 | 0 | 0 | 0 | 0 | 0 | 0 | 0
2001-03-10 | 5:00 | 46.4 | 0 | 0 | 0 | 0 | 0 | 0 | 0 | 0 | 0 | 0 | 0 | 0 | 0
2001-03-10 | 6:00 | 46.4 | 0 | 0 | 0 | 0 | 0 | 0 | 0 | 0 | 0 | 0 | 0 | 0 | 0
2001-03-10 | 7:00 | 44.6 | 0 | 0 | 287595.529 | 287.5955 | 287.5955 | 0 | 77.7285 | 0 | 196.6532 | -196.6532 | 0 | 0 | 0
2001-03-10 | 8:00 | 48.2 | 7.6772 | 0.0076772 | 137704.5594 | 137.7046 | 137.7046 | 0 | 37.2174 | 0 | 94.1601 | -94.1525 | 0 | 0 | 0
2001-03-10 | 9:00 | 50 | 4.8885 | 0.0048885 | 186915.2014 | 186.9152 | 186.9152 | 0 | 50.5176 | 0 | 127.8096 | -127.8047 | 0 | 0 | 0
2001-03-10 | 10:00 | 51.8 | 8.6107 | 0.0086107 | 99655.1138 | 99.6551 | 99.6551 | 0 | 28.4729 | 0 | 72.0364 | -72.0278 | 0 | 0 | 0
2001-03-10 | 11:00 | 55.4 | 9209.9585 | 9.21 | 15581.7198 | 15.5817 | 15.5817 | 0 | 4.4519 | 0 | 11.2634 | -2.0534 | 0 | 0 | 0
2001-03-10 | 12:00 | 55.4 | 28560.7612 | 28.5608 | 4003.6636 | 4.0037 | 4.0037 | 0 | 1.1439 | 0 | 2.8941 | 25.6667 | 25.6667 | 0 | 0
2001-03-10 | 13:00 | 57.2 | 47351.5639 | 47.3516 | 4022.3028 | 4.0223 | 4.0223 | 0 | 1.1492 | 0 | 2.9076 | 44.444 | 44.444 | 0 | 0
2001-03-10 | 14:00 | 59 | 98046.026 | 98.046 | 2702.1175 | 2.7021 | 2.7021 | 0 | 0.77203 | 0 | 1.9532 | 96.0928 | 96.0928 | 0 | 0
2001-03-10 | 15:00 | 60.8 | 167938.6256 | 167.9386 | 2333.0748 | 2.3331 | 2.3331 | 0 | 0.66659 | 0 | 1.6865 | 166.2521 | 166.2521 | 0 | 0
2001-03-10 | 16:00 | 59 | 150341.5612 | 150.3416 | 1985.9671 | 1.986 | 1.986 | 0 | 0.56742 | 0 | 1.4356 | 148.906 | 148.906 | 0 | 0
2001-03-10 | 17:00 | 57.2 | 100616.6969 | 100.6167 | 901.8021 | 0.9018 | 0.9018 | 0 | 0.25766 | 0 | 0.65187 | 99.9648 | 99.9648 | 0 | 0
2001-03-10 | 18:00 | 55.4 | 36818.6442 | 36.8186 | 1824.3494 | 1.8243 | 1.8243 | 0 | 0.52124 | 0 | 1.3187 | 35.4999 | 35.4999 | 0 | 0
2001-03-10 | 19:00 | 50 | 534.4839 | 0.53448 | 42802.1124 | 42.8021 | 42.8021 | 0 | 12.2292 | 0 | 30.9398 | -30.4053 | 0 | 0 | 0
2001-03-10 | 20:00 | 50 | 2.3414 | 0.0023414 | 119885.3564 | 119.8854 | 119.8854 | 0 | 34.253 | 0 | 86.66 | -86.6576 | 0 | 0 | 0
2001-03-10 | 21:00 | 51.8 | 4.6626 | 0.0046626 | 55132.1943 | 55.1322 | 55.1322 | 0 | 15.7521 | 0 | 39.8527 | -39.848 | 0 | 0 | 0
2001-03-10 | 22:00 | 51.8 | 0.22437 | 0.00022437 | 60495.878 | 60.4959 | 60.4959 | 0 | 17.2845 | 0 | 43.7299 | -43.7297 | 0 | 0 | 0
2001-03-10 | 23:00 | 50 | 0 | 0 | 0 | 0 | 0 | 0 | 0 | 0 | 0 | 0 | 0 | 0 | 0
2001-03-10 | 24:00 | 44.6 | 0 | 0 | 0 | 0 | 0 | 0 | 0 | 0 | 0 | 0 | 0 | 0 | 0
2001-03-11 | 1:00 | 44.6 | 0 | 0 | 0 | 0 | 0 | 0 | 0 | 0 | 0 | 0 | 0 | 0 | 0
2001-03-11 | 2:00 | 44.6 | 0 | 0 | 0 | 0 | 0 | 0 | 0 | 0 | 0 | 0 | 0 | 0 | 0
2001-03-11 | 3:00 | 42.8 | 0 | 0 | 0 | 0 | 0 | 0 | 0 | 0 | 0 | 0 | 0 | 0 | 0
2001-03-11 | 4:00 | 42.8 | 0 | 0 | 0 | 0 | 0 | 0 | 0 | 0 | 0 | 0 | 0 | 0 | 0
2001-03-11 | 5:00 | 44.6 | 0 | 0 | 0 | 0 | 0 | 0 | 0 | 0 | 0 | 0 | 0 | 0 | 0
2001-03-11 | 6:00 | 44.6 | 0 | 0 | 0 | 0 | 0 | 0 | 0 | 0 | 0 | 0 | 0 | 0 | 0
2001-03-11 | 7:00 | 44.6 | 0.098259 | 9.8259e-05 | 318211.7837 | 318.2118 | 318.2118 | 0 | 86.0032 | 0 | 217.5881 | -217.588 | 0 | 0 | 0
2001-03-11 | 8:00 | 48.2 | 2.8664 | 0.0028664 | 194122.8192 | 194.1228 | 194.1228 | 0 | 52.4656 | 0 | 132.738 | -132.7352 | 0 | 0 | 0
2001-03-11 | 9:00 | 51.8 | 1.3955 | 0.0013955 | 93304.8685 | 93.3049 | 93.3049 | 0 | 26.6585 | 0 | 67.4461 | -67.4447 | 0 | 0 | 0
2001-03-11 | 10:00 | 53.6 | 2.1958 | 0.0021958 | 36982.0398 | 36.982 | 36.982 | 0 | 10.5663 | 0 | 26.7327 | -26.7305 | 0 | 0 | 0
2001-03-11 | 11:00 | 55.4 | 7046.355 | 7.0464 | 19525.2593 | 19.5253 | 19.5253 | 0 | 5.5786 | 0 | 14.114 | -7.0676 | 0 | 0 | 0
2001-03-11 | 12:00 | 55.4 | 18278.1711 | 18.2782 | 23627.4984 | 23.6275 | 23.6275 | 0 | 6.7507 | 0 | 17.0793 | 1.1989 | 1.1989 | 0 | 0
2001-03-11 | 13:00 | 55.4 | 16818.0878 | 16.8181 | 29908.4331 | 29.9084 | 29.9084 | 0 | 8.5453 | 0 | 21.6195 | -4.8014 | 0 | 0 | 0
2001-03-11 | 14:00 | 53.6 | 3109.159 | 3.1092 | 30825.839 | 30.8258 | 30.8258 | 0 | 8.8074 | 0 | 22.2827 | -19.1735 | 0 | 0 | 0
2001-03-11 | 15:00 | 55.4 | 5716.4425 | 5.7164 | 23456.5292 | 23.4565 | 23.4565 | 0 | 6.7019 | 0 | 16.9557 | -11.2393 | 0 | 0 | 0
2001-03-11 | 16:00 | 55.4 | 16402.476 | 16.4025 | 21933.4712 | 21.9335 | 21.9335 | 0 | 6.2667 | 0 | 15.8548 | 0.54771 | 0.54771 | 0 | 0
2001-03-11 | 17:00 | 53.6 | 2838.2926 | 2.8383 | 45763.35 | 45.7633 | 45.7633 | 0 | 13.0752 | 0 | 33.0804 | -30.2421 | 0 | 0 | 0
2001-03-11 | 18:00 | 53.6 | 0 | 0 | 88807.016 | 88.807 | 88.807 | 0 | 25.3734 | 0 | 64.1948 | -64.1948 | 0 | 0 | 0
2001-03-11 | 19:00 | 53.6 | 0 | 0 | 21029.3011 | 21.0293 | 21.0293 | 0 | 6.0084 | 0 | 15.2012 | -15.2012 | 0 | 0 | 0
2001-03-11 | 20:00 | 53.6 | 0 | 0 | 51059.0446 | 51.059 | 51.059 | 0 | 14.5883 | 0 | 36.9084 | -36.9084 | 0 | 0 | 0
2001-03-11 | 21:00 | 51.8 | 0 | 0 | 72934.5932 | 72.9346 | 72.9346 | 0 | 20.8385 | 0 | 52.7213 | -52.7213 | 0 | 0 | 0
2001-03-11 | 22:00 | 51.8 | 0 | 0 | 88803.6437 | 88.8036 | 88.8036 | 0 | 25.3725 | 0 | 64.1923 | -64.1923 | 0 | 0 | 0
2001-03-11 | 23:00 | 51.8 | 0 | 0 | 0 | 0 | 0 | 0 | 0 | 0 | 0 | 0 | 0 | 0 | 0
2001-03-11 | 24:00 | 50.9 | 0 | 0 | 0 | 0 | 0 | 0 | 0 | 0 | 0 | 0 | 0 | 0 | 0
2001-03-12 | 1:00 | 50 | 0 | 0 | 0 | 0 | 0 | 0 | 0 | 0 | 0 | 0 | 0 | 0 | 0
2001-03-12 | 2:00 | 48.2 | 0 | 0 | 0 | 0 | 0 | 0 | 0 | 0 | 0 | 0 | 0 | 0 | 0
2001-03-12 | 3:00 | 48.2 | 0 | 0 | 0 | 0 | 0 | 0 | 0 | 0 | 0 | 0 | 0 | 0 | 0
2001-03-12 | 4:00 | 48.2 | 0 | 0 | 0 | 0 | 0 | 0 | 0 | 0 | 0 | 0 | 0 | 0 | 0
2001-03-12 | 5:00 | 46.4 | 0 | 0 | 0 | 0 | 0 | 0 | 0 | 0 | 0 | 0 | 0 | 0 | 0
2001-03-12 | 6:00 | 44.6 | 0 | 0 | 0 | 0 | 0 | 0 | 0 | 0 | 0 | 0 | 0 | 0 | 0
2001-03-12 | 7:00 | 48.2 | 0.64583 | 0.00064583 | 172108.638 | 172.1086 | 172.1086 | 0 | 46.5158 | 0 | 117.6851 | -117.6844 | 0 | 0 | 0
2001-03-12 | 8:00 | 53.6 | 2.8091 | 0.0028091 | 86614.2991 | 86.6143 | 86.6143 | 0 | 24.7469 | 0 | 62.6098 | -62.607 | 0 | 0 | 0
2001-03-12 | 9:00 | 59 | 33574.6288 | 33.5746 | 48009.579 | 48.0096 | 48.0096 | 0 | 13.717 | 0 | 34.7041 | -1.1294 | 0 | 0 | 0
2001-03-12 | 10:00 | 62.6 | 98412.4326 | 98.4124 | 41927.5156 | 41.9275 | 41.9275 | 0 | 11.9793 | 0 | 30.3076 | 68.1048 | 68.1048 | 0 | 0
2001-03-12 | 11:00 | 62.6 | 137558.6592 | 137.5587 | 19700.1436 | 19.7001 | 19.7001 | 0 | 5.6286 | 0 | 14.2404 | 123.3183 | 123.3183 | 0 | 0
2001-03-12 | 12:00 | 66.2 | 197715.543 | 197.7155 | 16683.7246 | 16.6837 | 16.6837 | 0 | 4.7668 | 0 | 12.0599 | 185.6556 | 185.6556 | 0 | 0
2001-03-12 | 13:00 | 66.2 | 213949.9878 | 213.95 | 36513.1498 | 36.5131 | 36.5131 | 0 | 10.4323 | 0 | 26.3938 | 187.5562 | 187.5562 | 0 | 0
2001-03-12 | 14:00 | 68 | 236449.2275 | 236.4492 | 27072.0215 | 27.072 | 27.072 | 0 | 7.7349 | 0 | 19.5692 | 216.88 | 216.88 | 0 | 0
2001-03-12 | 15:00 | 69.8 | 272016.3058 | 272.0163 | 13456.9713 | 13.457 | 13.457 | 0 | 3.8448 | 0 | 9.7275 | 262.2888 | 262.2888 | 0 | 0
2001-03-12 | 16:00 | 68 | 247960.4254 | 247.9604 | 6074.8886 | 6.0749 | 6.0749 | 0 | 1.7357 | 0 | 4.3913 | 243.5691 | 243.5691 | 0 | 0
2001-03-12 | 17:00 | 64.4 | 222458.9119 | 222.4589 | 8020.5036 | 8.0205 | 8.0205 | 0 | 2.2916 | 0 | 5.7977 | 216.6612 | 216.6612 | 0 | 0
2001-03-12 | 18:00 | 60.8 | 134827.8023 | 134.8278 | 22134.8432 | 22.1348 | 22.1348 | 0 | 6.3242 | 0 | 16.0003 | 118.8275 | 118.8275 | 0 | 0
2001-03-12 | 19:00 | 59 | 77874.3811 | 77.8744 | 39405.0887 | 39.4051 | 39.4051 | 0 | 11.2586 | 0 | 28.4842 | 49.3901 | 49.3901 | 0 | 0
2001-03-12 | 20:00 | 57.2 | 66418.1244 | 66.4181 | 46989.8709 | 46.9899 | 46.9899 | 0 | 13.4257 | 0 | 33.967 | 32.4512 | 32.4512 | 0 | 0
2001-03-12 | 21:00 | 57.2 | 44612.8162 | 44.6128 | 55395.5595 | 55.3956 | 55.3956 | 0 | 15.8273 | 0 | 40.0431 | 4.5697 | 4.5697 | 0 | 0
2001-03-12 | 22:00 | 55.4 | 28078.954 | 28.079 | 61890.5113 | 61.8905 | 61.8905 | 0 | 17.683 | 0 | 44.738 | -16.659 | 0 | 0 | 0
2001-03-12 | 23:00 | 51.8 | 0 | 0 | 0 | 0 | 0 | 0 | 0 | 0 | 0 | 0 | 0 | 0 | 0
2001-03-12 | 24:00 | 48.2 | 0 | 0 | 0 | 0 | 0 | 0 | 0 | 0 | 0 | 0 | 0 | 0 | 0
2001-03-13 | 1:00 | 46.4 | 0 | 0 | 0 | 0 | 0 | 0 | 0 | 0 | 0 | 0 | 0 | 0 | 0
2001-03-13 | 2:00 | 44.6 | 0 | 0 | 0 | 0 | 0 | 0 | 0 | 0 | 0 | 0 | 0 | 0 | 0
2001-03-13 | 3:00 | 42.8 | 0 | 0 | 0 | 0 | 0 | 0 | 0 | 0 | 0 | 0 | 0 | 0 | 0
2001-03-13 | 4:00 | 42.8 | 0 | 0 | 0 | 0 | 0 | 0 | 0 | 0 | 0 | 0 | 0 | 0 | 0
2001-03-13 | 5:00 | 41 | 0 | 0 | 0 | 0 | 0 | 0 | 0 | 0 | 0 | 0 | 0 | 0 | 0
2001-03-13 | 6:00 | 42.8 | 0 | 0 | 0 | 0 | 0 | 0 | 0 | 0 | 0 | 0 | 0 | 0 | 0
2001-03-13 | 7:00 | 44.6 | 0.1264 | 0.0001264 | 363039.9179 | 363.0399 | 363.0399 | 0 | 98.1189 | 0 | 248.2408 | -248.2407 | 0 | 0 | 0
2001-03-13 | 8:00 | 51.8 | 8.2047 | 0.0082047 | 142683.6542 | 142.6837 | 142.6837 | 0 | 38.5631 | 0 | 97.5648 | -97.5566 | 0 | 0 | 0
2001-03-13 | 9:00 | 57.2 | 27097.2669 | 27.0973 | 20790.4866 | 20.7905 | 20.7905 | 0 | 5.9401 | 0 | 15.0286 | 12.0687 | 12.0687 | 0 | 0
2001-03-13 | 10:00 | 62.6 | 181367.8206 | 181.3678 | 9766.5151 | 9.7665 | 9.7665 | 0 | 2.7904 | 0 | 7.0598 | 174.308 | 174.308 | 0 | 0
2001-03-13 | 11:00 | 66.2 | 335337.8905 | 335.3379 | 6325.7207 | 6.3257 | 6.3257 | 0 | 1.8073 | 0 | 4.5726 | 330.7653 | 330.7653 | 0 | 0
2001-03-13 | 12:00 | 69.8 | 441348.0422 | 441.348 | 5110.5857 | 5.1106 | 5.1106 | 0 | 1.4602 | 0 | 3.6942 | 437.6538 | 437.6538 | 0 | 0
2001-03-13 | 13:00 | 71.06 | 481007.9667 | 481.008 | 4628.3875 | 4.6284 | 4.6284 | 0 | 1.3224 | 0 | 3.3457 | 477.6623 | 477.6623 | 0 | 0
2001-03-13 | 14:00 | 71.96 | 545052.8041 | 545.0528 | 3032.375 | 3.0324 | 3.0324 | 0 | 0.86639 | 0 | 2.192 | 542.8608 | 542.8608 | 0 | 0
2001-03-13 | 15:00 | 71.6 | 595215.6693 | 595.2157 | 1570.5031 | 1.5705 | 1.5705 | 0 | 0.44872 | 0 | 1.1352 | 594.0804 | 594.0804 | 0 | 0
2001-03-13 | 16:00 | 69.8 | 558243.2041 | 558.2432 | 1262.222 | 1.2622 | 1.2622 | 0 | 0.36063 | 0 | 0.91241 | 557.3308 | 557.3308 | 0 | 0
2001-03-13 | 17:00 | 66.2 | 455201.406 | 455.2014 | 1038.6788 | 1.0387 | 1.0387 | 0 | 0.29677 | 0 | 0.75082 | 454.4506 | 454.4506 | 0 | 0
2001-03-13 | 18:00 | 62.6 | 229041.914 | 229.0419 | 1831.5825 | 1.8316 | 1.8316 | 0 | 0.52331 | 0 | 1.324 | 227.7179 | 227.7179 | 0 | 0
2001-03-13 | 19:00 | 60.8 | 179305.6261 | 179.3056 | 2094.4589 | 2.0945 | 2.0945 | 0 | 0.59842 | 0 | 1.514 | 177.7916 | 177.7916 | 0 | 0
2001-03-13 | 20:00 | 53.6 | 55707.2148 | 55.7072 | 8774.7382 | 8.7747 | 8.7747 | 0 | 2.5071 | 0 | 6.3429 | 49.3643 | 49.3643 | 0 | 0
2001-03-13 | 21:00 | 53.6 | 8.6083 | 0.0086083 | 27056.9717 | 27.057 | 27.057 | 0 | 7.7306 | 0 | 19.5583 | -19.5497 | 0 | 0 | 0
2001-03-13 | 22:00 | 51.8 | 4.0285 | 0.0040285 | 52313.6034 | 52.3136 | 52.3136 | 0 | 14.9467 | 0 | 37.8153 | -37.8112 | 0 | 0 | 0
2001-03-13 | 23:00 | 50 | 0 | 0 | 0 | 0 | 0 | 0 | 0 | 0 | 0 | 0 | 0 | 0 | 0
2001-03-13 | 24:00 | 44.6 | 0 | 0 | 0 | 0 | 0 | 0 | 0 | 0 | 0 | 0 | 0 | 0 | 0
2001-03-14 | 1:00 | 46.4 | 0 | 0 | 0 | 0 | 0 | 0 | 0 | 0 | 0 | 0 | 0 | 0 | 0
2001-03-14 | 2:00 | 44.6 | 0 | 0 | 0 | 0 | 0 | 0 | 0 | 0 | 0 | 0 | 0 | 0 | 0
2001-03-14 | 3:00 | 42.8 | 0 | 0 | 0 | 0 | 0 | 0 | 0 | 0 | 0 | 0 | 0 | 0 | 0
2001-03-14 | 4:00 | 42.8 | 0 | 0 | 0 | 0 | 0 | 0 | 0 | 0 | 0 | 0 | 0 | 0 | 0
2001-03-14 | 5:00 | 42.8 | 0 | 0 | 0 | 0 | 0 | 0 | 0 | 0 | 0 | 0 | 0 | 0 | 0
2001-03-14 | 6:00 | 42.8 | 0 | 0 | 0 | 0 | 0 | 0 | 0 | 0 | 0 | 0 | 0 | 0 | 0
2001-03-14 | 7:00 | 44.6 | 0.65411 | 0.00065411 | 332768.1568 | 332.7682 | 332.7682 | 0 | 89.9373 | 0 | 227.5415 | -227.5408 | 0 | 0 | 0
2001-03-14 | 8:00 | 51.8 | 7.3602 | 0.0073602 | 115428.9414 | 115.4289 | 115.4289 | 0 | 32.9797 | 0 | 83.4386 | -83.4313 | 0 | 0 | 0
2001-03-14 | 9:00 | 55.4 | 7682.8144 | 7.6828 | 21408.2204 | 21.4082 | 21.4082 | 0 | 6.1166 | 0 | 15.4751 | -7.7923 | 0 | 0 | 0
2001-03-14 | 10:00 | 59 | 90642.6525 | 90.6427 | 5915.5727 | 5.9156 | 5.9156 | 0 | 1.6902 | 0 | 4.2761 | 86.3665 | 86.3665 | 0 | 0
2001-03-14 | 11:00 | 62.6 | 223319.3975 | 223.3194 | 4217.1002 | 4.2171 | 4.2171 | 0 | 1.2049 | 0 | 3.0484 | 220.271 | 220.271 | 0 | 0
2001-03-14 | 12:00 | 64.4 | 301760.4253 | 301.7604 | 3735.8396 | 3.7358 | 3.7358 | 0 | 1.0674 | 0 | 2.7005 | 299.0599 | 299.0599 | 0 | 0
2001-03-14 | 13:00 | 66.2 | 335132.7182 | 335.1327 | 3679.3235 | 3.6793 | 3.6793 | 0 | 1.0512 | 0 | 2.6596 | 332.4731 | 332.4731 | 0 | 0
2001-03-14 | 14:00 | 68 | 416979.3267 | 416.9793 | 2229.7451 | 2.2297 | 2.2297 | 0 | 0.63707 | 0 | 1.6118 | 415.3675 | 415.3675 | 0 | 0
2001-03-14 | 15:00 | 68 | 494318.3749 | 494.3184 | 1291.6445 | 1.2916 | 1.2916 | 0 | 0.36904 | 0 | 0.93367 | 493.3847 | 493.3847 | 0 | 0
2001-03-14 | 16:00 | 66.2 | 470285.6435 | 470.2856 | 1092.3725 | 1.0924 | 1.0924 | 0 | 0.31211 | 0 | 0.78963 | 469.496 | 469.496 | 0 | 0
2001-03-14 | 17:00 | 64.4 | 405520.0445 | 405.52 | 868.3029 | 0.8683 | 0.8683 | 0 | 0.24809 | 0 | 0.62766 | 404.8924 | 404.8924 | 0 | 0
2001-03-14 | 18:00 | 62.6 | 235869.9688 | 235.87 | 1680.4268 | 1.6804 | 1.6804 | 0 | 0.48012 | 0 | 1.2147 | 234.6553 | 234.6553 | 0 | 0
2001-03-14 | 19:00 | 60.8 | 211512.5906 | 211.5126 | 1968.1247 | 1.9681 | 1.9681 | 0 | 0.56232 | 0 | 1.4227 | 210.0899 | 210.0899 | 0 | 0
2001-03-14 | 20:00 | 55.4 | 93060.7969 | 93.0608 | 7385.6354 | 7.3856 | 7.3856 | 0 | 2.1102 | 0 | 5.3388 | 87.722 | 87.722 | 0 | 0
2001-03-14 | 21:00 | 55.4 | 19792.0758 | 19.7921 | 18003.8679 | 18.0039 | 18.0039 | 0 | 5.144 | 0 | 13.0142 | 6.7779 | 6.7779 | 0 | 0
2001-03-14 | 22:00 | 53.6 | 3102.4608 | 3.1025 | 32695.2026 | 32.6952 | 32.6952 | 0 | 9.3415 | 0 | 23.634 | -20.5315 | 0 | 0 | 0
2001-03-14 | 23:00 | 51.8 | 0 | 0 | 0 | 0 | 0 | 0 | 0 | 0 | 0 | 0 | 0 | 0 | 0
2001-03-14 | 24:00 | 50 | 0 | 0 | 0 | 0 | 0 | 0 | 0 | 0 | 0 | 0 | 0 | 0 | 0
2001-03-15 | 1:00 | 48.2 | 0 | 0 | 0 | 0 | 0 | 0 | 0 | 0 | 0 | 0 | 0 | 0 | 0
2001-03-15 | 2:00 | 51.8 | 0 | 0 | 0 | 0 | 0 | 0 | 0 | 0 | 0 | 0 | 0 | 0 | 0
2001-03-15 | 3:00 | 51.8 | 0 | 0 | 0 | 0 | 0 | 0 | 0 | 0 | 0 | 0 | 0 | 0 | 0
2001-03-15 | 4:00 | 51.98 | 0 | 0 | 0 | 0 | 0 | 0 | 0 | 0 | 0 | 0 | 0 | 0 | 0
2001-03-15 | 5:00 | 51.8 | 0 | 0 | 0 | 0 | 0 | 0 | 0 | 0 | 0 | 0 | 0 | 0 | 0
2001-03-15 | 6:00 | 51.8 | 0 | 0 | 0 | 0 | 0 | 0 | 0 | 0 | 0 | 0 | 0 | 0 | 0
2001-03-15 | 7:00 | 51.8 | 6.7713 | 0.0067713 | 168696.1938 | 168.6962 | 168.6962 | 0 | 45.5936 | 0 | 115.3517 | -115.345 | 0 | 0 | 0
2001-03-15 | 8:00 | 53.6 | 5.6978 | 0.0056978 | 51638.096 | 51.6381 | 51.6381 | 0 | 14.7537 | 0 | 37.327 | -37.3213 | 0 | 0 | 0
2001-03-15 | 9:00 | 55.4 | 13440.8282 | 13.4408 | 5183.6982 | 5.1837 | 5.1837 | 0 | 1.4811 | 0 | 3.7471 | 9.6938 | 9.6938 | 0 | 0
2001-03-15 | 10:00 | 57.2 | 66490.8125 | 66.4908 | 3124.9224 | 3.1249 | 3.1249 | 0 | 0.89283 | 0 | 2.2589 | 64.2319 | 64.2319 | 0 | 0
2001-03-15 | 11:00 | 57.2 | 105015.8407 | 105.0158 | 2188.8303 | 2.1888 | 2.1888 | 0 | 0.62538 | 0 | 1.5822 | 103.4336 | 103.4336 | 0 | 0
2001-03-15 | 12:00 | 62.6 | 209774.2727 | 209.7743 | 2060.6619 | 2.0607 | 2.0607 | 0 | 0.58876 | 0 | 1.4896 | 208.2847 | 208.2847 | 0 | 0
2001-03-15 | 13:00 | 64.4 | 300954.4986 | 300.9545 | 2265.8941 | 2.2659 | 2.2659 | 0 | 0.6474 | 0 | 1.6379 | 299.3166 | 299.3166 | 0 | 0
2001-03-15 | 14:00 | 66.2 | 386025.6642 | 386.0257 | 1411.7779 | 1.4118 | 1.4118 | 0 | 0.40337 | 0 | 1.0205 | 385.0052 | 385.0052 | 0 | 0
2001-03-15 | 15:00 | 66.2 | 451010.4039 | 451.0104 | 918.1918 | 0.91819 | 0.91819 | 0 | 0.26234 | 0 | 0.66372 | 450.3467 | 450.3467 | 0 | 0
2001-03-15 | 16:00 | 64.4 | 403712.981 | 403.713 | 787.6504 | 0.78765 | 0.78765 | 0 | 0.22504 | 0 | 0.56936 | 403.1436 | 403.1436 | 0 | 0
2001-03-15 | 17:00 | 64.4 | 369111.9428 | 369.1119 | 631.7793 | 0.63178 | 0.63178 | 0 | 0.18051 | 0 | 0.45669 | 368.6553 | 368.6553 | 0 | 0
2001-03-15 | 18:00 | 60.8 | 214280.1355 | 214.2801 | 1422.5936 | 1.4226 | 1.4226 | 0 | 0.40646 | 0 | 1.0283 | 213.2518 | 213.2518 | 0 | 0
2001-03-15 | 19:00 | 57.2 | 136921.8549 | 136.9219 | 1712.0743 | 1.7121 | 1.7121 | 0 | 0.48916 | 0 | 1.2376 | 135.6843 | 135.6843 | 0 | 0
2001-03-15 | 20:00 | 55.4 | 58377.0746 | 58.3771 | 7353.2161 | 7.3532 | 7.3532 | 0 | 2.1009 | 0 | 5.3153 | 53.0617 | 53.0617 | 0 | 0
2001-03-15 | 21:00 | 53.6 | 3835.0632 | 3.8351 | 21110.5535 | 21.1106 | 21.1106 | 0 | 6.0316 | 0 | 15.2599 | -11.4249 | 0 | 0 | 0
2001-03-15 | 22:00 | 51.8 | 1.6601 | 0.0016601 | 49613.43 | 49.6134 | 49.6134 | 0 | 14.1753 | 0 | 35.8634 | -35.8618 | 0 | 0 | 0
2001-03-15 | 23:00 | 52.52 | 0 | 0 | 0 | 0 | 0 | 0 | 0 | 0 | 0 | 0 | 0 | 0 | 0
2001-03-15 | 24:00 | 53.6 | 0 | 0 | 0 | 0 | 0 | 0 | 0 | 0 | 0 | 0 | 0 | 0 | 0
2001-03-16 | 1:00 | 53.6 | 0 | 0 | 0 | 0 | 0 | 0 | 0 | 0 | 0 | 0 | 0 | 0 | 0
2001-03-16 | 2:00 | 53.6 | 0 | 0 | 0 | 0 | 0 | 0 | 0 | 0 | 0 | 0 | 0 | 0 | 0
2001-03-16 | 3:00 | 52.52 | 0 | 0 | 0 | 0 | 0 | 0 | 0 | 0 | 0 | 0 | 0 | 0 | 0
2001-03-16 | 4:00 | 51.8 | 0 | 0 | 0 | 0 | 0 | 0 | 0 | 0 | 0 | 0 | 0 | 0 | 0
2001-03-16 | 5:00 | 51.62 | 0 | 0 | 0 | 0 | 0 | 0 | 0 | 0 | 0 | 0 | 0 | 0 | 0
2001-03-16 | 6:00 | 51.8 | 0 | 0 | 0 | 0 | 0 | 0 | 0 | 0 | 0 | 0 | 0 | 0 | 0
2001-03-16 | 7:00 | 51.8 | 5.1676 | 0.0051676 | 166188.1073 | 166.1881 | 166.1881 | 0 | 44.9157 | 0 | 113.6367 | -113.6316 | 0 | 0 | 0
2001-03-16 | 8:00 | 53.6 | 4.5907 | 0.0045907 | 62838.0182 | 62.838 | 62.838 | 0 | 17.9537 | 0 | 45.4229 | -45.4183 | 0 | 0 | 0
2001-03-16 | 9:00 | 55.4 | 13160.0841 | 13.1601 | 8928.1285 | 8.9281 | 8.9281 | 0 | 2.5509 | 0 | 6.4538 | 6.7063 | 6.7063 | 0 | 0
2001-03-16 | 10:00 | 57.2 | 62006.4654 | 62.0065 | 4782.8483 | 4.7828 | 4.7828 | 0 | 1.3665 | 0 | 3.4573 | 58.5491 | 58.5491 | 0 | 0
2001-03-16 | 11:00 | 59 | 127577.6349 | 127.5776 | 3615.556 | 3.6156 | 3.6156 | 0 | 1.033 | 0 | 2.6135 | 124.9641 | 124.9641 | 0 | 0
2001-03-16 | 12:00 | 60.8 | 178292.148 | 178.2921 | 2272.5002 | 2.2725 | 2.2725 | 0 | 0.64929 | 0 | 1.6427 | 176.6495 | 176.6495 | 0 | 0
2001-03-16 | 13:00 | 62.6 | 223608.8744 | 223.6089 | 2506.5479 | 2.5065 | 2.5065 | 0 | 0.71616 | 0 | 1.8119 | 221.797 | 221.797 | 0 | 0
2001-03-16 | 14:00 | 64.4 | 304419.4512 | 304.4195 | 1764.9532 | 1.765 | 1.765 | 0 | 0.50427 | 0 | 1.2758 | 303.1436 | 303.1436 | 0 | 0
2001-03-16 | 15:00 | 64.4 | 359951.1614 | 359.9512 | 1769.9816 | 1.77 | 1.77 | 0 | 0.50571 | 0 | 1.2794 | 358.6717 | 358.6717 | 0 | 0
2001-03-16 | 16:00 | 64.4 | 366934.4991 | 366.9345 | 1297.4801 | 1.2975 | 1.2975 | 0 | 0.37071 | 0 | 0.93789 | 365.9966 | 365.9966 | 0 | 0
2001-03-16 | 17:00 | 62.6 | 331611.315 | 331.6113 | 631.8591 | 0.63186 | 0.63186 | 0 | 0.18053 | 0 | 0.45674 | 331.1546 | 331.1546 | 0 | 0
2001-03-16 | 18:00 | 59 | 156492.5824 | 156.4926 | 1499.7851 | 1.4998 | 1.4998 | 0 | 0.42851 | 0 | 1.0841 | 155.4085 | 155.4085 | 0 | 0
2001-03-16 | 19:00 | 55.4 | 64096.9696 | 64.097 | 2014.3758 | 2.0144 | 2.0144 | 0 | 0.57554 | 0 | 1.4561 | 62.6409 | 62.6409 | 0 | 0
2001-03-16 | 20:00 | 51.8 | 2172.5486 | 2.1725 | 32904.9405 | 32.9049 | 32.9049 | 0 | 9.4014 | 0 | 23.7856 | -21.613 | 0 | 0 | 0
2001-03-16 | 21:00 | 51.8 | 1.7558 | 0.0017558 | 48772.4706 | 48.7725 | 48.7725 | 0 | 13.935 | 0 | 35.2555 | -35.2538 | 0 | 0 | 0
2001-03-16 | 22:00 | 53.6 | 2.9604 | 0.0029604 | 46934.799 | 46.9348 | 46.9348 | 0 | 13.4099 | 0 | 33.9272 | -33.9242 | 0 | 0 | 0
2001-03-16 | 23:00 | 51.8 | 0 | 0 | 0 | 0 | 0 | 0 | 0 | 0 | 0 | 0 | 0 | 0 | 0
2001-03-16 | 24:00 | 53.6 | 0 | 0 | 0 | 0 | 0 | 0 | 0 | 0 | 0 | 0 | 0 | 0 | 0
2001-03-17 | 1:00 | 51.8 | 0 | 0 | 0 | 0 | 0 | 0 | 0 | 0 | 0 | 0 | 0 | 0 | 0
2001-03-17 | 2:00 | 48.2 | 0 | 0 | 0 | 0 | 0 | 0 | 0 | 0 | 0 | 0 | 0 | 0 | 0
2001-03-17 | 3:00 | 46.4 | 0 | 0 | 0 | 0 | 0 | 0 | 0 | 0 | 0 | 0 | 0 | 0 | 0
2001-03-17 | 4:00 | 44.6 | 0 | 0 | 0 | 0 | 0 | 0 | 0 | 0 | 0 | 0 | 0 | 0 | 0
2001-03-17 | 5:00 | 44.6 | 0 | 0 | 0 | 0 | 0 | 0 | 0 | 0 | 0 | 0 | 0 | 0 | 0
2001-03-17 | 6:00 | 44.6 | 0 | 0 | 0 | 0 | 0 | 0 | 0 | 0 | 0 | 0 | 0 | 0 | 0
2001-03-17 | 7:00 | 46.4 | 2.0954 | 0.0020954 | 264595.2478 | 264.5952 | 264.5952 | 0 | 71.5122 | 0 | 180.9259 | -180.9238 | 0 | 0 | 0
2001-03-17 | 8:00 | 51.8 | 6.0656 | 0.0060656 | 92755.0433 | 92.755 | 92.755 | 0 | 26.5014 | 0 | 67.0486 | -67.0426 | 0 | 0 | 0
2001-03-17 | 9:00 | 57.2 | 32479.082 | 32.4791 | 12711.9398 | 12.7119 | 12.7119 | 0 | 3.632 | 0 | 9.1889 | 23.2902 | 23.2902 | 0 | 0
2001-03-17 | 10:00 | 60.8 | 172366.2675 | 172.3663 | 3928.3576 | 3.9284 | 3.9284 | 0 | 1.1224 | 0 | 2.8396 | 169.5266 | 169.5266 | 0 | 0
2001-03-17 | 11:00 | 64.4 | 307636.4756 | 307.6365 | 2724.8807 | 2.7249 | 2.7249 | 0 | 0.77854 | 0 | 1.9697 | 305.6668 | 305.6668 | 0 | 0
2001-03-17 | 12:00 | 69.8 | 469373.516 | 469.3735 | 2338.4397 | 2.3384 | 2.3384 | 0 | 0.66813 | 0 | 1.6904 | 467.6832 | 467.6832 | 0 | 0
2001-03-17 | 13:00 | 71.6 | 556037.7671 | 556.0378 | 2473.2062 | 2.4732 | 2.4732 | 0 | 0.70663 | 0 | 1.7878 | 554.25 | 554.25 | 0 | 0
2001-03-17 | 14:00 | 73.4 | 642935.6364 | 642.9356 | 1408.2356 | 1.4082 | 1.4082 | 0 | 0.40235 | 0 | 1.018 | 641.9177 | 641.9177 | 0 | 0
2001-03-17 | 15:00 | 73.4 | 731777.4149 | 731.7774 | 845.7431 | 0.84574 | 0.84574 | 0 | 0.24164 | 0 | 0.61135 | 731.1661 | 731.1661 | 0 | 0
2001-03-17 | 16:00 | 73.4 | 747379.2105 | 747.3792 | 668.9254 | 0.66893 | 0.66893 | 0 | 0.19112 | 0 | 0.48354 | 746.8957 | 746.8957 | 0 | 0
2001-03-17 | 17:00 | 69.8 | 677186.5741 | 677.1866 | 511.9782 | 0.51198 | 0.51198 | 0 | 0.14628 | 0 | 0.37009 | 676.8165 | 676.8165 | 0 | 0
2001-03-17 | 18:00 | 64.4 | 370481.6007 | 370.4816 | 1245.599 | 1.2456 | 1.2456 | 0 | 0.35589 | 0 | 0.90039 | 369.5812 | 369.5812 | 0 | 0
2001-03-17 | 19:00 | 62.6 | 301805.2577 | 301.8053 | 1491.9905 | 1.492 | 1.492 | 0 | 0.42628 | 0 | 1.0785 | 300.7268 | 300.7268 | 0 | 0
2001-03-17 | 20:00 | 57.2 | 174570.4353 | 174.5704 | 5500.5057 | 5.5005 | 5.5005 | 0 | 1.5716 | 0 | 3.9761 | 170.5944 | 170.5944 | 0 | 0
2001-03-17 | 21:00 | 55.4 | 44437.3109 | 44.4373 | 14700.5581 | 14.7006 | 14.7006 | 0 | 4.2002 | 0 | 10.6264 | 33.8109 | 33.8109 | 0 | 0
2001-03-17 | 22:00 | 55.4 | 17111.591 | 17.1116 | 24642.6969 | 24.6427 | 24.6427 | 0 | 7.0408 | 0 | 17.8131 | -0.70156 | 0 | 0 | 0
2001-03-17 | 23:00 | 51.8 | 0 | 0 | 0 | 0 | 0 | 0 | 0 | 0 | 0 | 0 | 0 | 0 | 0
2001-03-17 | 24:00 | 51.8 | 0 | 0 | 0 | 0 | 0 | 0 | 0 | 0 | 0 | 0 | 0 | 0 | 0
2001-03-18 | 1:00 | 53.6 | 0 | 0 | 0 | 0 | 0 | 0 | 0 | 0 | 0 | 0 | 0 | 0 | 0
2001-03-18 | 2:00 | 51.8 | 0 | 0 | 0 | 0 | 0 | 0 | 0 | 0 | 0 | 0 | 0 | 0 | 0
2001-03-18 | 3:00 | 51.8 | 0 | 0 | 0 | 0 | 0 | 0 | 0 | 0 | 0 | 0 | 0 | 0 | 0
2001-03-18 | 4:00 | 48.2 | 0 | 0 | 0 | 0 | 0 | 0 | 0 | 0 | 0 | 0 | 0 | 0 | 0
2001-03-18 | 5:00 | 48.2 | 0 | 0 | 0 | 0 | 0 | 0 | 0 | 0 | 0 | 0 | 0 | 0 | 0
2001-03-18 | 6:00 | 44.6 | 0 | 0 | 0 | 0 | 0 | 0 | 0 | 0 | 0 | 0 | 0 | 0 | 0
2001-03-18 | 7:00 | 50 | 4.5279 | 0.0045279 | 227706.7162 | 227.7067 | 227.7067 | 0 | 61.5424 | 0 | 155.7022 | -155.6976 | 0 | 0 | 0
2001-03-18 | 8:00 | 57.2 | 14236.2446 | 14.2362 | 83376.1844 | 83.3762 | 83.3762 | 0 | 23.8218 | 0 | 60.2691 | -46.0328 | 0 | 0 | 0
2001-03-18 | 9:00 | 62.6 | 128020.4709 | 128.0205 | 35182.5813 | 35.1826 | 35.1826 | 0 | 10.0522 | 0 | 25.432 | 102.5885 | 102.5885 | 0 | 0
2001-03-18 | 10:00 | 68 | 304458.9346 | 304.4589 | 11283.2923 | 11.2833 | 11.2833 | 0 | 3.2238 | 0 | 8.1562 | 296.3027 | 296.3027 | 0 | 0
2001-03-18 | 11:00 | 73.4 | 472768.0711 | 472.7681 | 6742.6773 | 6.7427 | 6.7427 | 0 | 1.9265 | 0 | 4.874 | 467.8941 | 467.8941 | 0 | 0
2001-03-18 | 12:00 | 80.6 | 665852.6495 | 665.8526 | 7746.069 | 7.7461 | 7.7461 | 0 | 2.2132 | 0 | 5.5993 | 660.2533 | 660.2533 | 0 | 0
2001-03-18 | 13:00 | 82.4 | 768179.4039 | 768.1794 | 8993.3993 | 8.9934 | 8.9934 | 0 | 2.5695 | 0 | 6.5009 | 761.6785 | 761.6785 | 0 | 0
2001-03-18 | 14:00 | 80.6 | 764060.4999 | 764.0605 | 3754.811 | 3.7548 | 3.7548 | 0 | 1.0728 | 0 | 2.7142 | 761.3463 | 761.3463 | 0 | 0
2001-03-18 | 15:00 | 82.4 | 800210.9656 | 800.211 | 3819.229 | 3.8192 | 3.8192 | 0 | 1.0912 | 0 | 2.7608 | 797.4502 | 797.4502 | 0 | 0
2001-03-18 | 16:00 | 80.6 | 786757.2024 | 786.7572 | 3743.7177 | 3.7437 | 3.7437 | 0 | 1.0696 | 0 | 2.7062 | 784.051 | 784.051 | 0 | 0
2001-03-18 | 17:00 | 77 | 615418.2488 | 615.4182 | 3363.2772 | 3.3633 | 3.3633 | 0 | 0.96094 | 0 | 2.4312 | 612.9871 | 612.9871 | 0 | 0
2001-03-18 | 18:00 | 71.6 | 406694.4506 | 406.6945 | 19455.2536 | 19.4553 | 19.4553 | 0 | 5.5586 | 0 | 14.0634 | 392.6311 | 392.6311 | 0 | 0
2001-03-18 | 19:00 | 66.2 | 272747.4168 | 272.7474 | 2735.2198 | 2.7352 | 2.7352 | 0 | 0.78149 | 0 | 1.9772 | 270.7702 | 270.7702 | 0 | 0
2001-03-18 | 20:00 | 60.8 | 168088.5489 | 168.0885 | 19961.8195 | 19.9618 | 19.9618 | 0 | 5.7034 | 0 | 14.4295 | 153.659 | 153.659 | 0 | 0
2001-03-18 | 21:00 | 59 | 101921.8467 | 101.9218 | 27988.0906 | 27.9881 | 27.9881 | 0 | 7.9966 | 0 | 20.2314 | 81.6905 | 81.6905 | 0 | 0
2001-03-18 | 22:00 | 60.8 | 105680.4994 | 105.6805 | 33388.1617 | 33.3882 | 33.3882 | 0 | 9.5395 | 0 | 24.1349 | 81.5456 | 81.5456 | 0 | 0
2001-03-18 | 23:00 | 53.6 | 0 | 0 | 0 | 0 | 0 | 0 | 0 | 0 | 0 | 0 | 0 | 0 | 0
2001-03-18 | 24:00 | 55.4 | 0 | 0 | 0 | 0 | 0 | 0 | 0 | 0 | 0 | 0 | 0 | 0 | 0
2001-03-19 | 1:00 | 55.4 | 0 | 0 | 0 | 0 | 0 | 0 | 0 | 0 | 0 | 0 | 0 | 0 | 0
2001-03-19 | 2:00 | 53.6 | 0 | 0 | 0 | 0 | 0 | 0 | 0 | 0 | 0 | 0 | 0 | 0 | 0
2001-03-19 | 3:00 | 50 | 0 | 0 | 0 | 0 | 0 | 0 | 0 | 0 | 0 | 0 | 0 | 0 | 0
2001-03-19 | 4:00 | 50 | 0 | 0 | 0 | 0 | 0 | 0 | 0 | 0 | 0 | 0 | 0 | 0 | 0
2001-03-19 | 5:00 | 48.2 | 0 | 0 | 0 | 0 | 0 | 0 | 0 | 0 | 0 | 0 | 0 | 0 | 0
2001-03-19 | 6:00 | 50 | 0 | 0 | 0 | 0 | 0 | 0 | 0 | 0 | 0 | 0 | 0 | 0 | 0
2001-03-19 | 7:00 | 54.5 | 207.132 | 0.20713 | 64779.685 | 64.7797 | 64.7797 | 0 | 18.5085 | 0 | 46.8265 | -46.6193 | 0 | 0 | 0
2001-03-19 | 8:00 | 60.8 | 69220.6934 | 69.2207 | 37962.0964 | 37.9621 | 37.9621 | 0 | 10.8463 | 0 | 27.4412 | 41.7795 | 41.7795 | 0 | 0
2001-03-19 | 9:00 | 69.8 | 218651.2296 | 218.6512 | 32985.7923 | 32.9858 | 32.9858 | 0 | 9.4245 | 0 | 23.844 | 194.8072 | 194.8072 | 0 | 0
2001-03-19 | 10:00 | 75.2 | 367873.8404 | 367.8738 | 28707.2184 | 28.7072 | 28.7072 | 0 | 8.2021 | 0 | 20.7512 | 347.1226 | 347.1226 | 0 | 0
2001-03-19 | 11:00 | 82.4 | 507722.2774 | 507.7223 | 9720.4378 | 9.7204 | 9.7204 | 0 | 2.7773 | 0 | 7.0265 | 500.6958 | 500.6958 | 0 | 0
2001-03-19 | 12:00 | 84.2 | 789527.9853 | 789.528 | 8171.6998 | 8.1717 | 8.1717 | 0 | 2.3348 | 0 | 5.907 | 783.621 | 783.621 | 0 | 0
2001-03-19 | 13:00 | 87.8 | 691186.4211 | 691.1864 | 25173.8328 | 25.1738 | 25.1738 | 0 | 7.1925 | 0 | 18.1971 | 672.9893 | 672.9893 | 0 | 0
2001-03-19 | 14:00 | 87.8 | 703362.7517 | 703.3628 | 20829.8485 | 20.8298 | 20.8298 | 0 | 5.9514 | 0 | 15.057 | 688.3057 | 688.3057 | 0 | 0
2001-03-19 | 15:00 | 87.8 | 687993.6531 | 687.9937 | 8833.7419 | 8.8337 | 8.8337 | 0 | 2.5239 | 0 | 6.3855 | 681.6081 | 681.6081 | 0 | 0
2001-03-19 | 16:00 | 87.8 | 689106.9176 | 689.1069 | 10938.5582 | 10.9386 | 10.9386 | 0 | 3.1253 | 0 | 7.907 | 681.1999 | 681.1999 | 0 | 0
2001-03-19 | 17:00 | 84.2 | 658330.9392 | 658.3309 | 15240.5165 | 15.2405 | 15.2405 | 0 | 4.3544 | 0 | 11.0167 | 647.3142 | 647.3142 | 0 | 0
2001-03-19 | 18:00 | 75.2 | 478351.566 | 478.3516 | 13656.5785 | 13.6566 | 13.6566 | 0 | 3.9019 | 0 | 9.8718 | 468.4798 | 468.4798 | 0 | 0
2001-03-19 | 19:00 | 71.6 | 362041.9338 | 362.0419 | 26633.1848 | 26.6332 | 26.6332 | 0 | 7.6095 | 0 | 19.252 | 342.7899 | 342.7899 | 0 | 0
2001-03-19 | 20:00 | 66.2 | 272791.6824 | 272.7917 | 33620.8624 | 33.6209 | 33.6209 | 0 | 9.606 | 0 | 24.3031 | 248.4886 | 248.4886 | 0 | 0
2001-03-19 | 21:00 | 66.2 | 226741.7299 | 226.7417 | 39017.9494 | 39.0179 | 39.0179 | 0 | 11.148 | 0 | 28.2044 | 198.5373 | 198.5373 | 0 | 0
2001-03-19 | 22:00 | 60.8 | 167883.7396 | 167.8837 | 43174.8668 | 43.1749 | 43.1749 | 0 | 12.3357 | 0 | 31.2093 | 136.6745 | 136.6745 | 0 | 0
2001-03-19 | 23:00 | 59 | 0 | 0 | 0 | 0 | 0 | 0 | 0 | 0 | 0 | 0 | 0 | 0 | 0
2001-03-19 | 24:00 | 57.2 | 0 | 0 | 0 | 0 | 0 | 0 | 0 | 0 | 0 | 0 | 0 | 0 | 0
2001-03-20 | 1:00 | 59 | 0 | 0 | 0 | 0 | 0 | 0 | 0 | 0 | 0 | 0 | 0 | 0 | 0
2001-03-20 | 2:00 | 55.4 | 0 | 0 | 0 | 0 | 0 | 0 | 0 | 0 | 0 | 0 | 0 | 0 | 0
2001-03-20 | 3:00 | 53.6 | 0 | 0 | 0 | 0 | 0 | 0 | 0 | 0 | 0 | 0 | 0 | 0 | 0
2001-03-20 | 4:00 | 55.4 | 0 | 0 | 0 | 0 | 0 | 0 | 0 | 0 | 0 | 0 | 0 | 0 | 0
2001-03-20 | 5:00 | 53.6 | 0 | 0 | 0 | 0 | 0 | 0 | 0 | 0 | 0 | 0 | 0 | 0 | 0
2001-03-20 | 6:00 | 51.8 | 0 | 0 | 0 | 0 | 0 | 0 | 0 | 0 | 0 | 0 | 0 | 0 | 0
2001-03-20 | 7:00 | 55.4 | 6213.7542 | 6.2138 | 157878.9132 | 157.8789 | 157.8789 | 0 | 42.67 | 0 | 107.955 | -101.7413 | 0 | 0 | 0
2001-03-20 | 8:00 | 64.4 | 131306.8595 | 131.3069 | 39317.1335 | 39.3171 | 39.3171 | 0 | 11.2335 | 0 | 28.4207 | 102.8862 | 102.8862 | 0 | 0
2001-03-20 | 9:00 | 66.2 | 382008.8139 | 382.0088 | 2942.9924 | 2.943 | 2.943 | 0 | 0.84085 | 0 | 2.1274 | 379.8815 | 379.8815 | 0 | 0
2001-03-20 | 10:00 | 73.4 | 585256.8277 | 585.2568 | 2129.074 | 2.1291 | 2.1291 | 0 | 0.60831 | 0 | 1.539 | 583.7178 | 583.7178 | 0 | 0
2001-03-20 | 11:00 | 78.8 | 837336.7655 | 837.3368 | 1760.4697 | 1.7605 | 1.7605 | 0 | 0.50299 | 0 | 1.2726 | 836.0642 | 836.0642 | 0 | 0
2001-03-20 | 12:00 | 82.4 | 952872.9673 | 952.873 | 1737.5749 | 1.7376 | 1.7376 | 0 | 0.49645 | 0 | 1.256 | 951.6169 | 951.6169 | 0 | 0
2001-03-20 | 13:00 | 84.2 | 1036423.1603 | 1036.4232 | 1863.8256 | 1.8638 | 1.8638 | 0 | 0.53252 | 0 | 1.3473 | 1035.0759 | 1035.0759 | 0 | 0
2001-03-20 | 14:00 | 84.2 | 1117640.2998 | 1117.6403 | 1334.8451 | 1.3348 | 1.3348 | 0 | 0.38138 | 0 | 0.9649 | 1116.6754 | 1116.6754 | 0 | 0
2001-03-20 | 15:00 | 82.4 | 1165482.6073 | 1165.4826 | 684.1235 | 0.68412 | 0.68412 | 0 | 0.19546 | 0 | 0.49452 | 1164.9881 | 1164.9881 | 0 | 0
2001-03-20 | 16:00 | 82.4 | 1132239.6682 | 1132.2397 | 491.1724 | 0.49117 | 0.49117 | 0 | 0.14033 | 0 | 0.35505 | 1131.8846 | 1131.8846 | 0 | 0
2001-03-20 | 17:00 | 78.8 | 1037932.3053 | 1037.9323 | 320.9209 | 0.32092 | 0.32092 | 0 | 0.091692 | 0 | 0.23198 | 1037.7003 | 1037.7003 | 0 | 0
2001-03-20 | 18:00 | 75.2 | 659762.9025 | 659.7629 | 969.7321 | 0.96973 | 0.96973 | 0 | 0.27707 | 0 | 0.70098 | 659.0619 | 659.0619 | 0 | 0
2001-03-20 | 19:00 | 69.8 | 580513.1365 | 580.5131 | 1180.4022 | 1.1804 | 1.1804 | 0 | 0.33726 | 0 | 0.85326 | 579.6599 | 579.6599 | 0 | 0
2001-03-20 | 20:00 | 66.2 | 448400.4467 | 448.4004 | 3139.7847 | 3.1398 | 3.1398 | 0 | 0.89708 | 0 | 2.2696 | 446.1308 | 446.1308 | 0 | 0
2001-03-20 | 21:00 | 62.6 | 282873.9219 | 282.8739 | 11056.6928 | 11.0567 | 11.0567 | 0 | 3.1591 | 0 | 7.9924 | 274.8815 | 274.8815 | 0 | 0
2001-03-20 | 22:00 | 57.2 | 113629.8531 | 113.6299 | 19507.4032 | 19.5074 | 19.5074 | 0 | 5.5735 | 0 | 14.1011 | 99.5288 | 99.5288 | 0 | 0
2001-03-20 | 23:00 | 57.2 | 0 | 0 | 0 | 0 | 0 | 0 | 0 | 0 | 0 | 0 | 0 | 0 | 0
2001-03-20 | 24:00 | 55.4 | 0 | 0 | 0 | 0 | 0 | 0 | 0 | 0 | 0 | 0 | 0 | 0 | 0
2001-03-21 | 1:00 | 53.6 | 0 | 0 | 0 | 0 | 0 | 0 | 0 | 0 | 0 | 0 | 0 | 0 | 0
2001-03-21 | 2:00 | 51.8 | 0 | 0 | 0 | 0 | 0 | 0 | 0 | 0 | 0 | 0 | 0 | 0 | 0
2001-03-21 | 3:00 | 51.8 | 0 | 0 | 0 | 0 | 0 | 0 | 0 | 0 | 0 | 0 | 0 | 0 | 0
2001-03-21 | 4:00 | 51.8 | 0 | 0 | 0 | 0 | 0 | 0 | 0 | 0 | 0 | 0 | 0 | 0 | 0
2001-03-21 | 5:00 | 51.8 | 0 | 0 | 0 | 0 | 0 | 0 | 0 | 0 | 0 | 0 | 0 | 0 | 0
2001-03-21 | 6:00 | 48.2 | 0 | 0 | 0 | 0 | 0 | 0 | 0 | 0 | 0 | 0 | 0 | 0 | 0
2001-03-21 | 7:00 | 50 | 2.0157 | 0.0020157 | 197515.5058 | 197.5155 | 197.5155 | 0 | 53.3826 | 0 | 135.0579 | -135.0559 | 0 | 0 | 0
2001-03-21 | 8:00 | 51.8 | 4.1454 | 0.0041454 | 76618.8675 | 76.6189 | 76.6189 | 0 | 21.8911 | 0 | 55.3845 | -55.3804 | 0 | 0 | 0
2001-03-21 | 9:00 | 53.6 | 323.9185 | 0.32392 | 35195.4021 | 35.1954 | 35.1954 | 0 | 10.0558 | 0 | 25.4412 | -25.1173 | 0 | 0 | 0
2001-03-21 | 10:00 | 62.6 | 237228.8292 | 237.2288 | 2283.03 | 2.283 | 2.283 | 0 | 0.65229 | 0 | 1.6503 | 235.5785 | 235.5785 | 0 | 0
2001-03-21 | 11:00 | 68 | 560937.8602 | 560.9379 | 1506.7651 | 1.5068 | 1.5068 | 0 | 0.4305 | 0 | 1.0892 | 559.8487 | 559.8487 | 0 | 0
2001-03-21 | 12:00 | 71.6 | 692677.0733 | 692.6771 | 1575.9616 | 1.576 | 1.576 | 0 | 0.45027 | 0 | 1.1392 | 691.5379 | 691.5379 | 0 | 0
2001-03-21 | 13:00 | 73.4 | 670815.4532 | 670.8155 | 1890.013 | 1.89 | 1.89 | 0 | 0.54 | 0 | 1.3662 | 669.4492 | 669.4492 | 0 | 0
2001-03-21 | 14:00 | 75.2 | 874384.5807 | 874.3846 | 1187.2715 | 1.1873 | 1.1873 | 0 | 0.33922 | 0 | 0.85823 | 873.5264 | 873.5264 | 0 | 0
2001-03-21 | 15:00 | 73.4 | 911461.567 | 911.4616 | 641.1062 | 0.64111 | 0.64111 | 0 | 0.18317 | 0 | 0.46343 | 910.9981 | 910.9981 | 0 | 0
2001-03-21 | 16:00 | 71.6 | 790795.6908 | 790.7957 | 483.0328 | 0.48303 | 0.48303 | 0 | 0.13801 | 0 | 0.34916 | 790.4465 | 790.4465 | 0 | 0
2001-03-21 | 17:00 | 68 | 656410.0658 | 656.4101 | 350.0972 | 0.3501 | 0.3501 | 0 | 0.10003 | 0 | 0.25307 | 656.157 | 656.157 | 0 | 0
2001-03-21 | 18:00 | 64.4 | 378576.7206 | 378.5767 | 1101.4093 | 1.1014 | 1.1014 | 0 | 0.31469 | 0 | 0.79616 | 377.7806 | 377.7806 | 0 | 0
2001-03-21 | 19:00 | 62.6 | 336089.9821 | 336.09 | 1362.3313 | 1.3623 | 1.3623 | 0 | 0.38924 | 0 | 0.98477 | 335.1052 | 335.1052 | 0 | 0
2001-03-21 | 20:00 | 59 | 213058.3883 | 213.0584 | 5297.7536 | 5.2978 | 5.2978 | 0 | 1.5136 | 0 | 3.8295 | 209.2289 | 209.2289 | 0 | 0
2001-03-21 | 21:00 | 57.38 | 107666.1059 | 107.6661 | 14738.0406 | 14.738 | 14.738 | 0 | 4.2109 | 0 | 10.6535 | 97.0126 | 97.0126 | 0 | 0
2001-03-21 | 22:00 | 56.3 | 51513.9494 | 51.5139 | 24639.5057 | 24.6395 | 24.6395 | 0 | 7.0399 | 0 | 17.8108 | 33.7031 | 33.7031 | 0 | 0
2001-03-21 | 23:00 | 55.4 | 0 | 0 | 0 | 0 | 0 | 0 | 0 | 0 | 0 | 0 | 0 | 0 | 0
2001-03-21 | 24:00 | 53.6 | 0 | 0 | 0 | 0 | 0 | 0 | 0 | 0 | 0 | 0 | 0 | 0 | 0
2001-03-22 | 1:00 | 53.6 | 0 | 0 | 0 | 0 | 0 | 0 | 0 | 0 | 0 | 0 | 0 | 0 | 0
2001-03-22 | 2:00 | 53.6 | 0 | 0 | 0 | 0 | 0 | 0 | 0 | 0 | 0 | 0 | 0 | 0 | 0
2001-03-22 | 3:00 | 53.6 | 0 | 0 | 0 | 0 | 0 | 0 | 0 | 0 | 0 | 0 | 0 | 0 | 0
2001-03-22 | 4:00 | 53.6 | 0 | 0 | 0 | 0 | 0 | 0 | 0 | 0 | 0 | 0 | 0 | 0 | 0
2001-03-22 | 5:00 | 53.6 | 0 | 0 | 0 | 0 | 0 | 0 | 0 | 0 | 0 | 0 | 0 | 0 | 0
2001-03-22 | 6:00 | 53.6 | 0 | 0 | 0 | 0 | 0 | 0 | 0 | 0 | 0 | 0 | 0 | 0 | 0
2001-03-22 | 7:00 | 53.6 | 63.9513 | 0.063951 | 122346.2778 | 122.3463 | 122.3463 | 0 | 34.9561 | 0 | 88.4389 | -88.3749 | 0 | 0 | 0
2001-03-22 | 8:00 | 55.4 | 7314.2247 | 7.3142 | 39906.7558 | 39.9068 | 39.9068 | 0 | 11.4019 | 0 | 28.8469 | -21.5327 | 0 | 0 | 0
2001-03-22 | 9:00 | 55.4 | 50566.1376 | 50.5661 | 7265.3793 | 7.2654 | 7.2654 | 0 | 2.0758 | 0 | 5.2518 | 45.3143 | 45.3143 | 0 | 0
2001-03-22 | 10:00 | 55.4 | 50200.0862 | 50.2001 | 7509.3428 | 7.5093 | 7.5093 | 0 | 2.1455 | 0 | 5.4282 | 44.7719 | 44.7719 | 0 | 0
2001-03-22 | 11:00 | 55.4 | 44697.3814 | 44.6974 | 7471.2938 | 7.4713 | 7.4713 | 0 | 2.1347 | 0 | 5.4007 | 39.2967 | 39.2967 | 0 | 0
2001-03-22 | 12:00 | 55.4 | 31194.412 | 31.1944 | 3144.4631 | 3.1445 | 3.1445 | 0 | 0.89842 | 0 | 2.273 | 28.9214 | 28.9214 | 0 | 0
2001-03-22 | 13:00 | 59 | 85813.3108 | 85.8133 | 2936.9267 | 2.9369 | 2.9369 | 0 | 0.83912 | 0 | 2.123 | 83.6903 | 83.6903 | 0 | 0
2001-03-22 | 14:00 | 60.8 | 181368.0337 | 181.368 | 3086.8632 | 3.0869 | 3.0869 | 0 | 0.88196 | 0 | 2.2314 | 179.1367 | 179.1367 | 0 | 0
2001-03-22 | 15:00 | 62.6 | 263967.1026 | 263.9671 | 2984.028 | 2.984 | 2.984 | 0 | 0.85258 | 0 | 2.157 | 261.8101 | 261.8101 | 0 | 0
2001-03-22 | 16:00 | 60.8 | 251648.7367 | 251.6487 | 2252.0208 | 2.252 | 2.252 | 0 | 0.64343 | 0 | 1.6279 | 250.0208 | 250.0208 | 0 | 0
2001-03-22 | 17:00 | 62.6 | 260762.0696 | 260.7621 | 851.5861 | 0.85159 | 0.85159 | 0 | 0.24331 | 0 | 0.61558 | 260.1465 | 260.1465 | 0 | 0
2001-03-22 | 18:00 | 60.8 | 186278.9336 | 186.2789 | 1769.3459 | 1.7693 | 1.7693 | 0 | 0.50553 | 0 | 1.279 | 184.9999 | 184.9999 | 0 | 0
2001-03-22 | 19:00 | 59 | 156954.9469 | 156.9549 | 2715.7383 | 2.7157 | 2.7157 | 0 | 0.77593 | 0 | 1.9631 | 154.9919 | 154.9919 | 0 | 0
2001-03-22 | 20:00 | 55.4 | 65787.55 | 65.7876 | 10488.4736 | 10.4885 | 10.4885 | 0 | 2.9967 | 0 | 7.5817 | 58.2059 | 58.2059 | 0 | 0
2001-03-22 | 21:00 | 53.6 | 4066.5371 | 4.0665 | 23651.2719 | 23.6513 | 23.6513 | 0 | 6.7575 | 0 | 17.0965 | -13.03 | 0 | 0 | 0
2001-03-22 | 22:00 | 53.6 | 6.216 | 0.006216 | 40003.5364 | 40.0035 | 40.0035 | 0 | 11.4296 | 0 | 28.9168 | -28.9106 | 0 | 0 | 0
2001-03-22 | 23:00 | 51.8 | 0 | 0 | 0 | 0 | 0 | 0 | 0 | 0 | 0 | 0 | 0 | 0 | 0
2001-03-22 | 24:00 | 51.8 | 0 | 0 | 0 | 0 | 0 | 0 | 0 | 0 | 0 | 0 | 0 | 0 | 0
2001-03-23 | 1:00 | 46.4 | 0 | 0 | 0 | 0 | 0 | 0 | 0 | 0 | 0 | 0 | 0 | 0 | 0
2001-03-23 | 2:00 | 46.4 | 0 | 0 | 0 | 0 | 0 | 0 | 0 | 0 | 0 | 0 | 0 | 0 | 0
2001-03-23 | 3:00 | 48.2 | 0 | 0 | 0 | 0 | 0 | 0 | 0 | 0 | 0 | 0 | 0 | 0 | 0
2001-03-23 | 4:00 | 50 | 0 | 0 | 0 | 0 | 0 | 0 | 0 | 0 | 0 | 0 | 0 | 0 | 0
2001-03-23 | 5:00 | 51.8 | 0 | 0 | 0 | 0 | 0 | 0 | 0 | 0 | 0 | 0 | 0 | 0 | 0
2001-03-23 | 6:00 | 51.8 | 0 | 0 | 0 | 0 | 0 | 0 | 0 | 0 | 0 | 0 | 0 | 0 | 0
2001-03-23 | 7:00 | 53.6 | 4.1842 | 0.0041842 | 153873.7593 | 153.8738 | 153.8738 | 0 | 41.5875 | 0 | 105.2164 | -105.2122 | 0 | 0 | 0
2001-03-23 | 8:00 | 53.6 | 8.5942 | 0.0085942 | 47382.2783 | 47.3823 | 47.3823 | 0 | 13.5378 | 0 | 34.2506 | -34.242 | 0 | 0 | 0
2001-03-23 | 9:00 | 57.2 | 41430.6048 | 41.4306 | 4492.9898 | 4.493 | 4.493 | 0 | 1.2837 | 0 | 3.2478 | 38.1828 | 38.1828 | 0 | 0
2001-03-23 | 10:00 | 59 | 124087.3328 | 124.0873 | 2990.7096 | 2.9907 | 2.9907 | 0 | 0.85449 | 0 | 2.1619 | 121.9255 | 121.9255 | 0 | 0
2001-03-23 | 11:00 | 59 | 147756.5636 | 147.7566 | 2755.0867 | 2.7551 | 2.7551 | 0 | 0.78717 | 0 | 1.9915 | 145.765 | 145.765 | 0 | 0
2001-03-23 | 12:00 | 62.42 | 209926.49 | 209.9265 | 1874.037 | 1.874 | 1.874 | 0 | 0.53544 | 0 | 1.3547 | 208.5718 | 208.5718 | 0 | 0
2001-03-23 | 13:00 | 64.4 | 287200.6258 | 287.2006 | 2069.3964 | 2.0694 | 2.0694 | 0 | 0.59126 | 0 | 1.4959 | 285.7047 | 285.7047 | 0 | 0
2001-03-23 | 14:00 | 66.2 | 380255.1703 | 380.2552 | 1657.7504 | 1.6578 | 1.6578 | 0 | 0.47364 | 0 | 1.1983 | 379.0569 | 379.0569 | 0 | 0
2001-03-23 | 15:00 | 66.2 | 459706.8011 | 459.7068 | 1730.9877 | 1.731 | 1.731 | 0 | 0.49457 | 0 | 1.2513 | 458.4555 | 458.4555 | 0 | 0
2001-03-23 | 16:00 | 66.2 | 472259.5359 | 472.2595 | 1319.0927 | 1.3191 | 1.3191 | 0 | 0.37688 | 0 | 0.95352 | 471.306 | 471.306 | 0 | 0
2001-03-23 | 17:00 | 66.2 | 465020.1552 | 465.0202 | 540.7966 | 0.5408 | 0.5408 | 0 | 0.15451 | 0 | 0.39092 | 464.6292 | 464.6292 | 0 | 0
2001-03-23 | 18:00 | 62.6 | 277730.7051 | 277.7307 | 1340.1143 | 1.3401 | 1.3401 | 0 | 0.38289 | 0 | 0.96871 | 276.762 | 276.762 | 0 | 0
2001-03-23 | 19:00 | 57.2 | 165463.0724 | 165.4631 | 1657.7179 | 1.6577 | 1.6577 | 0 | 0.47363 | 0 | 1.1983 | 164.2648 | 164.2648 | 0 | 0
2001-03-23 | 20:00 | 55.4 | 59028.6837 | 59.0287 | 9059.3458 | 9.0593 | 9.0593 | 0 | 2.5884 | 0 | 6.5486 | 52.4801 | 52.4801 | 0 | 0
2001-03-23 | 21:00 | 57.2 | 51183.4033 | 51.1834 | 18361.7418 | 18.3617 | 18.3617 | 0 | 5.2462 | 0 | 13.2729 | 37.9105 | 37.9105 | 0 | 0
2001-03-23 | 22:00 | 53.6 | 15606.7612 | 15.6068 | 30133.5185 | 30.1335 | 30.1335 | 0 | 8.6096 | 0 | 21.7822 | -6.1755 | 0 | 0 | 0
2001-03-23 | 23:00 | 53.6 | 0 | 0 | 0 | 0 | 0 | 0 | 0 | 0 | 0 | 0 | 0 | 0 | 0
2001-03-23 | 24:00 | 51.8 | 0 | 0 | 0 | 0 | 0 | 0 | 0 | 0 | 0 | 0 | 0 | 0 | 0
2001-03-24 | 1:00 | 51.8 | 0 | 0 | 0 | 0 | 0 | 0 | 0 | 0 | 0 | 0 | 0 | 0 | 0
2001-03-24 | 2:00 | 53.6 | 0 | 0 | 0 | 0 | 0 | 0 | 0 | 0 | 0 | 0 | 0 | 0 | 0
2001-03-24 | 3:00 | 52.52 | 0 | 0 | 0 | 0 | 0 | 0 | 0 | 0 | 0 | 0 | 0 | 0 | 0
2001-03-24 | 4:00 | 51.8 | 0 | 0 | 0 | 0 | 0 | 0 | 0 | 0 | 0 | 0 | 0 | 0 | 0
2001-03-24 | 5:00 | 51.8 | 0 | 0 | 0 | 0 | 0 | 0 | 0 | 0 | 0 | 0 | 0 | 0 | 0
2001-03-24 | 6:00 | 51.8 | 0 | 0 | 0 | 0 | 0 | 0 | 0 | 0 | 0 | 0 | 0 | 0 | 0
2001-03-24 | 7:00 | 51.8 | 5.272 | 0.005272 | 160379.8553 | 160.3799 | 160.3799 | 0 | 43.3459 | 0 | 109.6651 | -109.6599 | 0 | 0 | 0
2001-03-24 | 8:00 | 51.8 | 1.2131 | 0.0012131 | 74597.9453 | 74.5979 | 74.5979 | 0 | 21.3137 | 0 | 53.9237 | -53.9224 | 0 | 0 | 0
2001-03-24 | 9:00 | 53.6 | 343.6465 | 0.34365 | 38989.7981 | 38.9898 | 38.9898 | 0 | 11.1399 | 0 | 28.1841 | -27.8404 | 0 | 0 | 0
2001-03-24 | 10:00 | 57.2 | 49990.7652 | 49.9908 | 4741.572 | 4.7416 | 4.7416 | 0 | 1.3547 | 0 | 3.4275 | 46.5633 | 46.5633 | 0 | 0
2001-03-24 | 11:00 | 55.4 | 66207.1447 | 66.2071 | 4770.391 | 4.7704 | 4.7704 | 0 | 1.363 | 0 | 3.4483 | 62.7588 | 62.7588 | 0 | 0
2001-03-24 | 12:00 | 60.8 | 141863.4502 | 141.8635 | 2154.1872 | 2.1542 | 2.1542 | 0 | 0.61548 | 0 | 1.5572 | 140.3063 | 140.3063 | 0 | 0
2001-03-24 | 13:00 | 64.4 | 322345.7122 | 322.3457 | 2323.8165 | 2.3238 | 2.3238 | 0 | 0.66395 | 0 | 1.6798 | 320.6659 | 320.6659 | 0 | 0
2001-03-24 | 14:00 | 66.2 | 438008.6147 | 438.0086 | 2249.8142 | 2.2498 | 2.2498 | 0 | 0.6428 | 0 | 1.6263 | 436.3823 | 436.3823 | 0 | 0
2001-03-24 | 15:00 | 69.8 | 613389.2784 | 613.3893 | 2163.9775 | 2.164 | 2.164 | 0 | 0.61828 | 0 | 1.5642 | 611.825 | 611.825 | 0 | 0
2001-03-24 | 16:00 | 68 | 625254.9997 | 625.255 | 1448.0109 | 1.448 | 1.448 | 0 | 0.41372 | 0 | 1.0467 | 624.2083 | 624.2083 | 0 | 0
2001-03-24 | 17:00 | 66.2 | 505938.4453 | 505.9384 | 594.5886 | 0.59459 | 0.59459 | 0 | 0.16988 | 0 | 0.4298 | 505.5086 | 505.5086 | 0 | 0
2001-03-24 | 18:00 | 62.6 | 287227.9137 | 287.2279 | 1450.7118 | 1.4507 | 1.4507 | 0 | 0.41449 | 0 | 1.0487 | 286.1793 | 286.1793 | 0 | 0
2001-03-24 | 19:00 | 57.2 | 176250.6156 | 176.2506 | 1752.9267 | 1.7529 | 1.7529 | 0 | 0.50084 | 0 | 1.2671 | 174.9835 | 174.9835 | 0 | 0
2001-03-24 | 20:00 | 55.4 | 65039.1724 | 65.0392 | 9480.4142 | 9.4804 | 9.4804 | 0 | 2.7087 | 0 | 6.853 | 58.1862 | 58.1862 | 0 | 0
2001-03-24 | 21:00 | 55.4 | 22545.8413 | 22.5458 | 18982.6932 | 18.9827 | 18.9827 | 0 | 5.4236 | 0 | 13.7218 | 8.8241 | 8.8241 | 0 | 0
2001-03-24 | 22:00 | 53.6 | 3225.5378 | 3.2255 | 31344.3622 | 31.3444 | 31.3444 | 0 | 8.9555 | 0 | 22.6575 | -19.432 | 0 | 0 | 0
2001-03-24 | 23:00 | 53.6 | 0 | 0 | 0 | 0 | 0 | 0 | 0 | 0 | 0 | 0 | 0 | 0 | 0
2001-03-24 | 24:00 | 55.4 | 0 | 0 | 0 | 0 | 0 | 0 | 0 | 0 | 0 | 0 | 0 | 0 | 0
2001-03-25 | 1:00 | 53.6 | 0 | 0 | 0 | 0 | 0 | 0 | 0 | 0 | 0 | 0 | 0 | 0 | 0
2001-03-25 | 2:00 | 55.4 | 0 | 0 | 0 | 0 | 0 | 0 | 0 | 0 | 0 | 0 | 0 | 0 | 0
2001-03-25 | 3:00 | 54.32 | 0 | 0 | 0 | 0 | 0 | 0 | 0 | 0 | 0 | 0 | 0 | 0 | 0
2001-03-25 | 4:00 | 53.6 | 0 | 0 | 0 | 0 | 0 | 0 | 0 | 0 | 0 | 0 | 0 | 0 | 0
2001-03-25 | 5:00 | 53.6 | 0 | 0 | 0 | 0 | 0 | 0 | 0 | 0 | 0 | 0 | 0 | 0 | 0
2001-03-25 | 6:00 | 51.26 | 0 | 0 | 0 | 0 | 0 | 0 | 0 | 0 | 0 | 0 | 0 | 0 | 0
2001-03-25 | 7:00 | 51.44 | 2.5586 | 0.0025586 | 175899.447 | 175.8994 | 175.8994 | 0 | 47.5404 | 0 | 120.2772 | -120.2746 | 0 | 0 | 0
2001-03-25 | 8:00 | 53.6 | 3.3526 | 0.0033526 | 108599.8776 | 108.5999 | 108.5999 | 0 | 31.0285 | 0 | 78.5022 | -78.4988 | 0 | 0 | 0
2001-03-25 | 9:00 | 55.4 | 6212.1403 | 6.2121 | 46676.3794 | 46.6764 | 46.6764 | 0 | 13.3361 | 0 | 33.7404 | -27.5282 | 0 | 0 | 0
2001-03-25 | 10:00 | 57.2 | 46212.0055 | 46.212 | 17999.6831 | 17.9997 | 17.9997 | 0 | 5.1428 | 0 | 13.0112 | 33.2008 | 33.2008 | 0 | 0
2001-03-25 | 11:00 | 60.8 | 117227.4357 | 117.2274 | 13924.6262 | 13.9246 | 13.9246 | 0 | 3.9785 | 0 | 10.0655 | 107.1619 | 107.1619 | 0 | 0
2001-03-25 | 12:00 | 64.4 | 204383.9678 | 204.384 | 12709.5408 | 12.7095 | 12.7095 | 0 | 3.6313 | 0 | 9.1872 | 195.1968 | 195.1968 | 0 | 0
2001-03-25 | 13:00 | 64.4 | 246976.2182 | 246.9762 | 14404.6307 | 14.4046 | 14.4046 | 0 | 4.1156 | 0 | 10.4125 | 236.5637 | 236.5637 | 0 | 0
2001-03-25 | 14:00 | 66.2 | 280037.3706 | 280.0374 | 9465.8105 | 9.4658 | 9.4658 | 0 | 2.7045 | 0 | 6.8424 | 273.1949 | 273.1949 | 0 | 0
2001-03-25 | 15:00 | 68 | 338242.7678 | 338.2428 | 7823.9232 | 7.8239 | 7.8239 | 0 | 2.2354 | 0 | 5.6556 | 332.5872 | 332.5872 | 0 | 0
2001-03-25 | 16:00 | 68 | 367859.8778 | 367.8599 | 7294.0746 | 7.2941 | 7.2941 | 0 | 2.084 | 0 | 5.2726 | 362.5873 | 362.5873 | 0 | 0
2001-03-25 | 17:00 | 66.2 | 302656.5347 | 302.6565 | 6536.5695 | 6.5366 | 6.5366 | 0 | 1.8676 | 0 | 4.725 | 297.9315 | 297.9315 | 0 | 0
2001-03-25 | 18:00 | 62.6 | 194090.302 | 194.0903 | 34952.5104 | 34.9525 | 34.9525 | 0 | 9.9864 | 0 | 25.2657 | 168.8246 | 168.8246 | 0 | 0
2001-03-25 | 19:00 | 55.4 | 77073.194 | 77.0732 | 4329.2668 | 4.3293 | 4.3293 | 0 | 1.2369 | 0 | 3.1294 | 73.9438 | 73.9438 | 0 | 0
2001-03-25 | 20:00 | 57.2 | 37084.763 | 37.0848 | 25872.8976 | 25.8729 | 25.8729 | 0 | 7.3923 | 0 | 18.7024 | 18.3824 | 18.3824 | 0 | 0
2001-03-25 | 21:00 | 57.74 | 56742.3464 | 56.7423 | 35312.1102 | 35.3121 | 35.3121 | 0 | 10.0892 | 0 | 25.5256 | 31.2167 | 31.2167 | 0 | 0
2001-03-25 | 22:00 | 59 | 74928.7099 | 74.9287 | 40246.0697 | 40.2461 | 40.2461 | 0 | 11.4989 | 0 | 29.0922 | 45.8366 | 45.8366 | 0 | 0
2001-03-25 | 23:00 | 57.2 | 0 | 0 | 0 | 0 | 0 | 0 | 0 | 0 | 0 | 0 | 0 | 0 | 0
2001-03-25 | 24:00 | 57.2 | 0 | 0 | 0 | 0 | 0 | 0 | 0 | 0 | 0 | 0 | 0 | 0 | 0
2001-03-26 | 1:00 | 57.2 | 0 | 0 | 0 | 0 | 0 | 0 | 0 | 0 | 0 | 0 | 0 | 0 | 0
2001-03-26 | 2:00 | 56.48 | 0 | 0 | 0 | 0 | 0 | 0 | 0 | 0 | 0 | 0 | 0 | 0 | 0
2001-03-26 | 3:00 | 55.76 | 0 | 0 | 0 | 0 | 0 | 0 | 0 | 0 | 0 | 0 | 0 | 0 | 0
2001-03-26 | 4:00 | 55.4 | 0 | 0 | 0 | 0 | 0 | 0 | 0 | 0 | 0 | 0 | 0 | 0 | 0
2001-03-26 | 5:00 | 55.04 | 0 | 0 | 0 | 0 | 0 | 0 | 0 | 0 | 0 | 0 | 0 | 0 | 0
2001-03-26 | 6:00 | 54.86 | 0 | 0 | 0 | 0 | 0 | 0 | 0 | 0 | 0 | 0 | 0 | 0 | 0
2001-03-26 | 7:00 | 57.2 | 34532.5442 | 34.5325 | 43229.1574 | 43.2292 | 43.2292 | 0 | 12.3512 | 0 | 31.2485 | 3.284 | 3.284 | 0 | 0
2001-03-26 | 8:00 | 57.2 | 51816.3514 | 51.8164 | 40859.1783 | 40.8592 | 40.8592 | 0 | 11.6741 | 0 | 29.5353 | 22.281 | 22.281 | 0 | 0
2001-03-26 | 9:00 | 60.8 | 91125.9354 | 91.1259 | 32230.7339 | 32.2307 | 32.2307 | 0 | 9.2088 | 0 | 23.2982 | 67.8277 | 67.8277 | 0 | 0
2001-03-26 | 10:00 | 62.6 | 142453.869 | 142.4539 | 29051.4905 | 29.0515 | 29.0515 | 0 | 8.3004 | 0 | 21.0001 | 121.4538 | 121.4538 | 0 | 0
2001-03-26 | 11:00 | 64.4 | 176811.8827 | 176.8119 | 10938.7162 | 10.9387 | 10.9387 | 0 | 3.1253 | 0 | 7.9071 | 168.9048 | 168.9048 | 0 | 0
2001-03-26 | 12:00 | 66.2 | 215719.8902 | 215.7199 | 10222.2107 | 10.2222 | 10.2222 | 0 | 2.9206 | 0 | 7.3892 | 208.3307 | 208.3307 | 0 | 0
2001-03-26 | 13:00 | 68 | 251663.4267 | 251.6634 | 25414.5008 | 25.4145 | 25.4145 | 0 | 7.2613 | 0 | 18.3711 | 233.2924 | 233.2924 | 0 | 0
2001-03-26 | 14:00 | 69.8 | 284835.3714 | 284.8354 | 20971.3438 | 20.9713 | 20.9713 | 0 | 5.9918 | 0 | 15.1593 | 269.6761 | 269.6761 | 0 | 0
2001-03-26 | 15:00 | 69.8 | 302120.1118 | 302.1201 | 7878.0035 | 7.878 | 7.878 | 0 | 2.2509 | 0 | 5.6947 | 296.4254 | 296.4254 | 0 | 0
2001-03-26 | 16:00 | 69.8 | 301836.1055 | 301.8361 | 2488.0833 | 2.4881 | 2.4881 | 0 | 0.71088 | 0 | 1.7985 | 300.0376 | 300.0376 | 0 | 0
2001-03-26 | 17:00 | 66.2 | 263570.5427 | 263.5705 | 4407.2515 | 4.4073 | 4.4073 | 0 | 1.2592 | 0 | 3.1858 | 260.3847 | 260.3847 | 0 | 0
2001-03-26 | 18:00 | 62.6 | 187516.5803 | 187.5166 | 24565.6402 | 24.5656 | 24.5656 | 0 | 7.0188 | 0 | 17.7574 | 169.7591 | 169.7591 | 0 | 0
2001-03-26 | 19:00 | 57.2 | 96420.3692 | 96.4204 | 35409.3552 | 35.4094 | 35.4094 | 0 | 10.117 | 0 | 25.5959 | 70.8245 | 70.8245 | 0 | 0
2001-03-26 | 20:00 | 59 | 69081.6094 | 69.0816 | 43464.3997 | 43.4644 | 43.4644 | 0 | 12.4184 | 0 | 31.4186 | 37.6631 | 37.6631 | 0 | 0
2001-03-26 | 21:00 | 55.4 | 44823.9336 | 44.8239 | 51819.2301 | 51.8192 | 51.8192 | 0 | 14.8055 | 0 | 37.4579 | 7.366 | 7.366 | 0 | 0
2001-03-26 | 22:00 | 57.2 | 33958.5267 | 33.9585 | 57837.6283 | 57.8376 | 57.8376 | 0 | 16.525 | 0 | 41.8083 | -7.8498 | 0 | 0 | 0
2001-03-26 | 23:00 | 53.6 | 0 | 0 | 0 | 0 | 0 | 0 | 0 | 0 | 0 | 0 | 0 | 0 | 0
2001-03-26 | 24:00 | 50 | 0 | 0 | 0 | 0 | 0 | 0 | 0 | 0 | 0 | 0 | 0 | 0 | 0
2001-03-27 | 1:00 | 51.8 | 0 | 0 | 0 | 0 | 0 | 0 | 0 | 0 | 0 | 0 | 0 | 0 | 0
2001-03-27 | 2:00 | 50 | 0 | 0 | 0 | 0 | 0 | 0 | 0 | 0 | 0 | 0 | 0 | 0 | 0
2001-03-27 | 3:00 | 48.2 | 0 | 0 | 0 | 0 | 0 | 0 | 0 | 0 | 0 | 0 | 0 | 0 | 0
2001-03-27 | 4:00 | 48.2 | 0 | 0 | 0 | 0 | 0 | 0 | 0 | 0 | 0 | 0 | 0 | 0 | 0
2001-03-27 | 5:00 | 46.4 | 0 | 0 | 0 | 0 | 0 | 0 | 0 | 0 | 0 | 0 | 0 | 0 | 0
2001-03-27 | 6:00 | 47.84 | 0 | 0 | 0 | 0 | 0 | 0 | 0 | 0 | 0 | 0 | 0 | 0 | 0
2001-03-27 | 7:00 | 51.8 | 2.4163 | 0.0024163 | 235643.7092 | 235.6437 | 235.6437 | 0 | 63.6875 | 0 | 161.1293 | -161.1269 | 0 | 0 | 0
2001-03-27 | 8:00 | 55.4 | 4380.4835 | 4.3805 | 58627.5554 | 58.6276 | 58.6276 | 0 | 16.7507 | 0 | 42.3793 | -37.9989 | 0 | 0 | 0
2001-03-27 | 9:00 | 60.8 | 158228.6397 | 158.2286 | 6107.4983 | 6.1075 | 6.1075 | 0 | 1.745 | 0 | 4.4148 | 153.8138 | 153.8138 | 0 | 0
2001-03-27 | 10:00 | 64.4 | 330541.9507 | 330.542 | 4129.8707 | 4.1299 | 4.1299 | 0 | 1.18 | 0 | 2.9853 | 327.5566 | 327.5566 | 0 | 0
2001-03-27 | 11:00 | 68 | 532854.4952 | 532.8545 | 2881.129 | 2.8811 | 2.8811 | 0 | 0.82318 | 0 | 2.0826 | 530.7719 | 530.7719 | 0 | 0
2001-03-27 | 12:00 | 71.6 | 609931.4922 | 609.9315 | 2522.1499 | 2.5221 | 2.5221 | 0 | 0.72061 | 0 | 1.8232 | 608.1083 | 608.1083 | 0 | 0
2001-03-27 | 13:00 | 75.2 | 645975.4435 | 645.9754 | 2577.0763 | 2.5771 | 2.5771 | 0 | 0.73631 | 0 | 1.8629 | 644.1126 | 644.1126 | 0 | 0
2001-03-27 | 14:00 | 75.2 | 797913.7963 | 797.9138 | 1878.8359 | 1.8788 | 1.8788 | 0 | 0.53681 | 0 | 1.3581 | 796.5557 | 796.5557 | 0 | 0
2001-03-27 | 15:00 | 75.2 | 935970.6593 | 935.9707 | 1155.7219 | 1.1557 | 1.1557 | 0 | 0.33021 | 0 | 0.83542 | 935.1352 | 935.1352 | 0 | 0
2001-03-27 | 16:00 | 73.4 | 913219.6508 | 913.2197 | 920.4452 | 0.92045 | 0.92045 | 0 | 0.26298 | 0 | 0.66535 | 912.5543 | 912.5543 | 0 | 0
2001-03-27 | 17:00 | 71.6 | 849225.5337 | 849.2255 | 728.5325 | 0.72853 | 0.72853 | 0 | 0.20815 | 0 | 0.52662 | 848.6989 | 848.6989 | 0 | 0
2001-03-27 | 18:00 | 66.2 | 478926.7553 | 478.9268 | 1461.8534 | 1.4619 | 1.4619 | 0 | 0.41767 | 0 | 1.0567 | 477.87 | 477.87 | 0 | 0
2001-03-27 | 19:00 | 62.6 | 413317.9659 | 413.318 | 1704.8458 | 1.7048 | 1.7048 | 0 | 0.4871 | 0 | 1.2324 | 412.0856 | 412.0856 | 0 | 0
2001-03-27 | 20:00 | 59 | 245033.6725 | 245.0337 | 5375.3777 | 5.3754 | 5.3754 | 0 | 1.5358 | 0 | 3.8856 | 241.148 | 241.148 | 0 | 0
2001-03-27 | 21:00 | 59 | 161282.4463 | 161.2824 | 14901.9371 | 14.9019 | 14.9019 | 0 | 4.2577 | 0 | 10.772 | 150.5105 | 150.5105 | 0 | 0
2001-03-27 | 22:00 | 57.2 | 88820.6872 | 88.8207 | 26846.5141 | 26.8465 | 26.8465 | 0 | 7.6704 | 0 | 19.4062 | 69.4145 | 69.4145 | 0 | 0
2001-03-27 | 23:00 | 53.6 | 0 | 0 | 0 | 0 | 0 | 0 | 0 | 0 | 0 | 0 | 0 | 0 | 0
2001-03-27 | 24:00 | 53.6 | 0 | 0 | 0 | 0 | 0 | 0 | 0 | 0 | 0 | 0 | 0 | 0 | 0
2001-03-28 | 1:00 | 53.6 | 0 | 0 | 0 | 0 | 0 | 0 | 0 | 0 | 0 | 0 | 0 | 0 | 0
2001-03-28 | 2:00 | 50 | 0 | 0 | 0 | 0 | 0 | 0 | 0 | 0 | 0 | 0 | 0 | 0 | 0
2001-03-28 | 3:00 | 51.8 | 0 | 0 | 0 | 0 | 0 | 0 | 0 | 0 | 0 | 0 | 0 | 0 | 0
2001-03-28 | 4:00 | 50.18 | 0 | 0 | 0 | 0 | 0 | 0 | 0 | 0 | 0 | 0 | 0 | 0 | 0
2001-03-28 | 5:00 | 48.2 | 0 | 0 | 0 | 0 | 0 | 0 | 0 | 0 | 0 | 0 | 0 | 0 | 0
2001-03-28 | 6:00 | 49.64 | 0 | 0 | 0 | 0 | 0 | 0 | 0 | 0 | 0 | 0 | 0 | 0 | 0
2001-03-28 | 7:00 | 53.6 | 5.3956 | 0.0053956 | 175926.6402 | 175.9266 | 175.9266 | 0 | 47.5477 | 0 | 120.2958 | -120.2904 | 0 | 0 | 0
2001-03-28 | 8:00 | 53.6 | 9.913 | 0.009913 | 50593.1403 | 50.5931 | 50.5931 | 0 | 14.4552 | 0 | 36.5716 | -36.5617 | 0 | 0 | 0
2001-03-28 | 9:00 | 55.4 | 26127.5628 | 26.1276 | 5630.1241 | 5.6301 | 5.6301 | 0 | 1.6086 | 0 | 4.0698 | 22.0578 | 22.0578 | 0 | 0
2001-03-28 | 10:00 | 57.2 | 147219.497 | 147.2195 | 2787.3769 | 2.7874 | 2.7874 | 0 | 0.79639 | 0 | 2.0149 | 145.2046 | 145.2046 | 0 | 0
2001-03-28 | 11:00 | 62.6 | 355250.1856 | 355.2502 | 1991.7892 | 1.9918 | 1.9918 | 0 | 0.56908 | 0 | 1.4398 | 353.8104 | 353.8104 | 0 | 0
2001-03-28 | 12:00 | 66.2 | 474089.668 | 474.0897 | 1886.0843 | 1.8861 | 1.8861 | 0 | 0.53888 | 0 | 1.3634 | 472.7263 | 472.7263 | 0 | 0
2001-03-28 | 13:00 | 68 | 519932.4981 | 519.9325 | 2166.8592 | 2.1669 | 2.1669 | 0 | 0.6191 | 0 | 1.5663 | 518.3662 | 518.3662 | 0 | 0
2001-03-28 | 14:00 | 69.8 | 696179.0574 | 696.1791 | 1461.6859 | 1.4617 | 1.4617 | 0 | 0.41762 | 0 | 1.0566 | 695.1225 | 695.1225 | 0 | 0
2001-03-28 | 15:00 | 69.8 | 867371.5308 | 867.3715 | 1085.072 | 1.0851 | 1.0851 | 0 | 0.31002 | 0 | 0.78435 | 866.5872 | 866.5872 | 0 | 0
2001-03-28 | 16:00 | 69.8 | 890419.3829 | 890.4194 | 764.0485 | 0.76405 | 0.76405 | 0 | 0.2183 | 0 | 0.5523 | 889.8671 | 889.8671 | 0 | 0
2001-03-28 | 17:00 | 69.8 | 804521.8341 | 804.5218 | 568.126 | 0.56813 | 0.56813 | 0 | 0.16232 | 0 | 0.41067 | 804.1112 | 804.1112 | 0 | 0
2001-03-28 | 18:00 | 62.6 | 402402.4428 | 402.4024 | 1332.9648 | 1.333 | 1.333 | 0 | 0.38085 | 0 | 0.96354 | 401.4389 | 401.4389 | 0 | 0
2001-03-28 | 19:00 | 60.8 | 327682.4594 | 327.6825 | 1601.2687 | 1.6013 | 1.6013 | 0 | 0.45751 | 0 | 1.1575 | 326.525 | 326.525 | 0 | 0
2001-03-28 | 20:00 | 57.2 | 255501.2539 | 255.5013 | 6669.9482 | 6.6699 | 6.6699 | 0 | 1.9057 | 0 | 4.8214 | 250.6798 | 250.6798 | 0 | 0
2001-03-28 | 21:00 | 57.2 | 105675.0859 | 105.6751 | 16849.8952 | 16.8499 | 16.8499 | 0 | 4.8143 | 0 | 12.1801 | 93.495 | 93.495 | 0 | 0
2001-03-28 | 22:00 | 57.2 | 61053.4684 | 61.0535 | 27087.4281 | 27.0874 | 27.0874 | 0 | 7.7393 | 0 | 19.5803 | 41.4731 | 41.4731 | 0 | 0
2001-03-28 | 23:00 | 53.6 | 0 | 0 | 0 | 0 | 0 | 0 | 0 | 0 | 0 | 0 | 0 | 0 | 0
2001-03-28 | 24:00 | 55.4 | 0 | 0 | 0 | 0 | 0 | 0 | 0 | 0 | 0 | 0 | 0 | 0 | 0
2001-03-29 | 1:00 | 57.2 | 0 | 0 | 0 | 0 | 0 | 0 | 0 | 0 | 0 | 0 | 0 | 0 | 0
2001-03-29 | 2:00 | 57.2 | 0 | 0 | 0 | 0 | 0 | 0 | 0 | 0 | 0 | 0 | 0 | 0 | 0
2001-03-29 | 3:00 | 55.4 | 0 | 0 | 0 | 0 | 0 | 0 | 0 | 0 | 0 | 0 | 0 | 0 | 0
2001-03-29 | 4:00 | 55.4 | 0 | 0 | 0 | 0 | 0 | 0 | 0 | 0 | 0 | 0 | 0 | 0 | 0
2001-03-29 | 5:00 | 55.4 | 0 | 0 | 0 | 0 | 0 | 0 | 0 | 0 | 0 | 0 | 0 | 0 | 0
2001-03-29 | 6:00 | 54.14 | 0 | 0 | 0 | 0 | 0 | 0 | 0 | 0 | 0 | 0 | 0 | 0 | 0
2001-03-29 | 7:00 | 55.4 | 10516.6742 | 10.5167 | 112988.8186 | 112.9888 | 112.9888 | 0 | 32.2825 | 0 | 81.6748 | -71.1581 | 0 | 0 | 0
2001-03-29 | 8:00 | 57.2 | 45004.556 | 45.0046 | 35487.6664 | 35.4877 | 35.4877 | 0 | 10.1393 | 0 | 25.6525 | 19.352 | 19.352 | 0 | 0
2001-03-29 | 9:00 | 57.2 | 113529.3984 | 113.5294 | 4119.4679 | 4.1195 | 4.1195 | 0 | 1.177 | 0 | 2.9778 | 110.5516 | 110.5516 | 0 | 0
2001-03-29 | 10:00 | 60.8 | 186150.7918 | 186.1508 | 3325.5216 | 3.3255 | 3.3255 | 0 | 0.95015 | 0 | 2.4039 | 183.7469 | 183.7469 | 0 | 0
2001-03-29 | 11:00 | 64.4 | 320206.3087 | 320.2063 | 2467.7794 | 2.4678 | 2.4678 | 0 | 0.70508 | 0 | 1.7839 | 318.4225 | 318.4225 | 0 | 0
2001-03-29 | 12:00 | 64.4 | 364113.1687 | 364.1132 | 1521.4083 | 1.5214 | 1.5214 | 0 | 0.43469 | 0 | 1.0998 | 363.0134 | 363.0134 | 0 | 0
2001-03-29 | 13:00 | 68 | 450742.4302 | 450.7424 | 1843.3006 | 1.8433 | 1.8433 | 0 | 0.52666 | 0 | 1.3324 | 449.41 | 449.41 | 0 | 0
2001-03-29 | 14:00 | 69.8 | 628574.2197 | 628.5742 | 1381.9906 | 1.382 | 1.382 | 0 | 0.39485 | 0 | 0.99898 | 627.5752 | 627.5752 | 0 | 0
2001-03-29 | 15:00 | 71.6 | 788682.002 | 788.682 | 1279.3071 | 1.2793 | 1.2793 | 0 | 0.36552 | 0 | 0.92476 | 787.7572 | 787.7572 | 0 | 0
2001-03-29 | 16:00 | 69.8 | 791277.6286 | 791.2776 | 744.0155 | 0.74402 | 0.74402 | 0 | 0.21258 | 0 | 0.53782 | 790.7398 | 790.7398 | 0 | 0
2001-03-29 | 17:00 | 66.2 | 673150.7356 | 673.1507 | 414.3941 | 0.41439 | 0.41439 | 0 | 0.1184 | 0 | 0.29955 | 672.8512 | 672.8512 | 0 | 0
2001-03-29 | 18:00 | 64.4 | 396140.9701 | 396.141 | 1176.9948 | 1.177 | 1.177 | 0 | 0.33628 | 0 | 0.8508 | 395.2902 | 395.2902 | 0 | 0
2001-03-29 | 19:00 | 60.8 | 366628.2322 | 366.6282 | 1454.8429 | 1.4548 | 1.4548 | 0 | 0.41567 | 0 | 1.0516 | 365.5766 | 365.5766 | 0 | 0
2001-03-29 | 20:00 | 57.2 | 256564.8744 | 256.5649 | 6893.4928 | 6.8935 | 6.8935 | 0 | 1.9696 | 0 | 4.983 | 251.5819 | 251.5819 | 0 | 0
2001-03-29 | 21:00 | 53.6 | 49018.2754 | 49.0183 | 19281.2691 | 19.2813 | 19.2813 | 0 | 5.5089 | 0 | 13.9376 | 35.0807 | 35.0807 | 0 | 0
2001-03-29 | 22:00 | 55.4 | 6864.1024 | 6.8641 | 27937.181 | 27.9372 | 27.9372 | 0 | 7.9821 | 0 | 20.1946 | -13.3305 | 0 | 0 | 0
2001-03-29 | 23:00 | 53.6 | 0 | 0 | 0 | 0 | 0 | 0 | 0 | 0 | 0 | 0 | 0 | 0 | 0
2001-03-29 | 24:00 | 54.5 | 0 | 0 | 0 | 0 | 0 | 0 | 0 | 0 | 0 | 0 | 0 | 0 | 0
2001-03-30 | 1:00 | 55.4 | 0 | 0 | 0 | 0 | 0 | 0 | 0 | 0 | 0 | 0 | 0 | 0 | 0
2001-03-30 | 2:00 | 57.2 | 0 | 0 | 0 | 0 | 0 | 0 | 0 | 0 | 0 | 0 | 0 | 0 | 0
2001-03-30 | 3:00 | 57.2 | 0 | 0 | 0 | 0 | 0 | 0 | 0 | 0 | 0 | 0 | 0 | 0 | 0
2001-03-30 | 4:00 | 57.2 | 0 | 0 | 0 | 0 | 0 | 0 | 0 | 0 | 0 | 0 | 0 | 0 | 0
2001-03-30 | 5:00 | 57.2 | 0 | 0 | 0 | 0 | 0 | 0 | 0 | 0 | 0 | 0 | 0 | 0 | 0
2001-03-30 | 6:00 | 55.94 | 0 | 0 | 0 | 0 | 0 | 0 | 0 | 0 | 0 | 0 | 0 | 0 | 0
2001-03-30 | 7:00 | 57.2 | 50016.933 | 50.0169 | 95889.8593 | 95.8899 | 95.8899 | 0 | 27.3971 | 0 | 69.3147 | -19.2977 | 0 | 0 | 0
2001-03-30 | 8:00 | 59 | 88941.6845 | 88.9417 | 23334.5695 | 23.3346 | 23.3346 | 0 | 6.667 | 0 | 16.8676 | 72.0741 | 72.0741 | 0 | 0
2001-03-30 | 9:00 | 62.6 | 264722.7445 | 264.7227 | 2254.369 | 2.2544 | 2.2544 | 0 | 0.64411 | 0 | 1.6296 | 263.0932 | 263.0932 | 0 | 0
2001-03-30 | 10:00 | 66.2 | 468783.9356 | 468.7839 | 1422.8798 | 1.4229 | 1.4229 | 0 | 0.40654 | 0 | 1.0285 | 467.7554 | 467.7554 | 0 | 0
2001-03-30 | 11:00 | 73.4 | 767841.8571 | 767.8419 | 955.3447 | 0.95534 | 0.95534 | 0 | 0.27296 | 0 | 0.69058 | 767.1513 | 767.1513 | 0 | 0
2001-03-30 | 12:00 | 77 | 909627.6096 | 909.6276 | 1005.337 | 1.0053 | 1.0053 | 0 | 0.28724 | 0 | 0.72672 | 908.9009 | 908.9009 | 0 | 0
2001-03-30 | 13:00 | 80.6 | 1216389.5078 | 1216.3895 | 1280.2548 | 1.2803 | 1.2803 | 0 | 0.36579 | 0 | 0.92544 | 1215.4641 | 1215.4641 | 0 | 0
2001-03-30 | 14:00 | 80.6 | 1295326.5835 | 1295.3266 | 781.1447 | 0.78114 | 0.78114 | 0 | 0.22318 | 0 | 0.56466 | 1294.7619 | 1294.7619 | 0 | 0
2001-03-30 | 15:00 | 82.4 | 1124236.6834 | 1124.2367 | 342.7475 | 0.34275 | 0.34275 | 0 | 0.097928 | 0 | 0.24776 | 1123.9889 | 1123.9889 | 0 | 0
2001-03-30 | 16:00 | 80.6 | 1112801.5943 | 1112.8016 | 227.6332 | 0.22763 | 0.22763 | 0 | 0.065038 | 0 | 0.16455 | 1112.637 | 1112.637 | 0 | 0
2001-03-30 | 17:00 | 75.2 | 1116660.3441 | 1116.6603 | 110.9558 | 0.11096 | 0.11096 | 0 | 0.031702 | 0 | 0.080205 | 1116.5801 | 1116.5801 | 0 | 0
2001-03-30 | 18:00 | 69.8 | 761155.079 | 761.1551 | 755.9332 | 0.75593 | 0.75593 | 0 | 0.21598 | 0 | 0.54643 | 760.6086 | 760.6086 | 0 | 0
2001-03-30 | 19:00 | 66.2 | 686097.1441 | 686.0971 | 983.5867 | 0.98359 | 0.98359 | 0 | 0.28102 | 0 | 0.71099 | 685.3862 | 685.3862 | 0 | 0
2001-03-30 | 20:00 | 62.6 | 565336.7112 | 565.3367 | 3531.2882 | 3.5313 | 3.5313 | 0 | 1.0089 | 0 | 2.5526 | 562.7841 | 562.7841 | 0 | 0
2001-03-30 | 21:00 | 62.6 | 424086.9264 | 424.0869 | 10246.4715 | 10.2465 | 10.2465 | 0 | 2.9276 | 0 | 7.4067 | 416.6802 | 416.6802 | 0 | 0
2001-03-30 | 22:00 | 59 | 231656.3289 | 231.6563 | 17766.0967 | 17.7661 | 17.7661 | 0 | 5.076 | 0 | 12.8423 | 218.814 | 218.814 | 0 | 0
2001-03-30 | 23:00 | 57.2 | 0 | 0 | 0 | 0 | 0 | 0 | 0 | 0 | 0 | 0 | 0 | 0 | 0
2001-03-30 | 24:00 | 55.4 | 0 | 0 | 0 | 0 | 0 | 0 | 0 | 0 | 0 | 0 | 0 | 0 | 0
2001-03-31 | 1:00 | 53.6 | 0 | 0 | 0 | 0 | 0 | 0 | 0 | 0 | 0 | 0 | 0 | 0 | 0
2001-03-31 | 2:00 | 53.6 | 0 | 0 | 0 | 0 | 0 | 0 | 0 | 0 | 0 | 0 | 0 | 0 | 0
2001-03-31 | 3:00 | 53.6 | 0 | 0 | 0 | 0 | 0 | 0 | 0 | 0 | 0 | 0 | 0 | 0 | 0
2001-03-31 | 4:00 | 53.78 | 0 | 0 | 0 | 0 | 0 | 0 | 0 | 0 | 0 | 0 | 0 | 0 | 0
2001-03-31 | 5:00 | 53.6 | 0 | 0 | 0 | 0 | 0 | 0 | 0 | 0 | 0 | 0 | 0 | 0 | 0
2001-03-31 | 6:00 | 53.6 | 0 | 0 | 0 | 0 | 0 | 0 | 0 | 0 | 0 | 0 | 0 | 0 | 0
2001-03-31 | 7:00 | 55.4 | 23357.5474 | 23.3575 | 97124.8027 | 97.1248 | 97.1248 | 0 | 27.7499 | 0 | 70.2074 | -46.8498 | 0 | 0 | 0
2001-03-31 | 8:00 | 55.4 | 67238.0302 | 67.238 | 31421.7599 | 31.4218 | 31.4218 | 0 | 8.9776 | 0 | 22.7134 | 44.5246 | 44.5246 | 0 | 0
2001-03-31 | 9:00 | 55.4 | 156039.8781 | 156.0399 | 4417.4235 | 4.4174 | 4.4174 | 0 | 1.2621 | 0 | 3.1932 | 152.8467 | 152.8467 | 0 | 0
2001-03-31 | 10:00 | 59.54 | 268920.8399 | 268.9208 | 3619.0229 | 3.619 | 3.619 | 0 | 1.034 | 0 | 2.616 | 266.3048 | 266.3048 | 0 | 0
2001-03-31 | 11:00 | 62.6 | 477722.938 | 477.7229 | 2081.057 | 2.0811 | 2.0811 | 0 | 0.59459 | 0 | 1.5043 | 476.2186 | 476.2186 | 0 | 0
2001-03-31 | 12:00 | 68 | 660019.5257 | 660.0195 | 1312.3507 | 1.3124 | 1.3124 | 0 | 0.37496 | 0 | 0.94864 | 659.0709 | 659.0709 | 0 | 0
2001-03-31 | 13:00 | 71.6 | 763311.3614 | 763.3114 | 1649.7983 | 1.6498 | 1.6498 | 0 | 0.47137 | 0 | 1.1926 | 762.1188 | 762.1188 | 0 | 0
2001-03-31 | 14:00 | 75.2 | 969378.9203 | 969.3789 | 1036.2845 | 1.0363 | 1.0363 | 0 | 0.29608 | 0 | 0.74909 | 968.6298 | 968.6298 | 0 | 0
2001-03-31 | 15:00 | 75.2 | 1130077.7554 | 1130.0778 | 519.3777 | 0.51938 | 0.51938 | 0 | 0.14839 | 0 | 0.37544 | 1129.7023 | 1129.7023 | 0 | 0
2001-03-31 | 16:00 | 75.2 | 1104873.0005 | 1104.873 | 383.8243 | 0.38382 | 0.38382 | 0 | 0.10966 | 0 | 0.27745 | 1104.5956 | 1104.5956 | 0 | 0
2001-03-31 | 17:00 | 71.6 | 988592.2611 | 988.5923 | 262.65 | 0.26265 | 0.26265 | 0 | 0.075043 | 0 | 0.18986 | 988.4024 | 988.4024 | 0 | 0
2001-03-31 | 18:00 | 66.2 | 624288.4112 | 624.2884 | 973.1188 | 0.97312 | 0.97312 | 0 | 0.27803 | 0 | 0.70343 | 623.585 | 623.585 | 0 | 0
2001-03-31 | 19:00 | 60.8 | 448782.1993 | 448.7822 | 1211.9634 | 1.212 | 1.212 | 0 | 0.34628 | 0 | 0.87608 | 447.9061 | 447.9061 | 0 | 0
2001-03-31 | 20:00 | 59 | 289634.2265 | 289.6342 | 5417.0971 | 5.4171 | 5.4171 | 0 | 1.5477 | 0 | 3.9158 | 285.7184 | 285.7184 | 0 | 0
2001-03-31 | 21:00 | 55.4 | 103955.8995 | 103.9559 | 14820.3679 | 14.8204 | 14.8204 | 0 | 4.2344 | 0 | 10.713 | 93.2429 | 93.2429 | 0 | 0
2001-03-31 | 22:00 | 54.32 | 6951.0439 | 6.951 | 25592.2623 | 25.5923 | 25.5923 | 0 | 7.3121 | 0 | 18.4995 | -11.5485 | 0 | 0 | 0
2001-03-31 | 23:00 | 53.42 | 0 | 0 | 0 | 0 | 0 | 0 | 0 | 0 | 0 | 0 | 0 | 0 | 0
2001-03-31 | 24:00 | 52.34 | 0 | 0 | 0 | 0 | 0 | 0 | 0 | 0 | 0 | 0 | 0 | 0 | 0
2003-04-01 | 1:00 | 51.26 | 0 | 0 | 0 | 0 | 0 | 0 | 0 | 0 | 0 | 0 | 0 | 0 | 0
2003-04-01 | 2:00 | 50.18 | 0 | 0 | 0 | 0 | 0 | 0 | 0 | 0 | 0 | 0 | 0 | 0 | 0
2003-04-01 | 3:00 | 49.28 | 0 | 0 | 0 | 0 | 0 | 0 | 0 | 0 | 0 | 0 | 0 | 0 | 0
2003-04-01 | 4:00 | 48.2 | 0 | 0 | 0 | 0 | 0 | 0 | 0 | 0 | 0 | 0 | 0 | 0 | 0
2003-04-01 | 5:00 | 44.6 | 0 | 0 | 0 | 0 | 0 | 0 | 0 | 0 | 0 | 0 | 0 | 0 | 0
2003-04-01 | 6:00 | 44.6 | 0 | 0 | 0 | 0 | 0 | 0 | 0 | 0 | 0 | 0 | 0 | 0 | 0
2003-04-01 | 7:00 | 53.6 | 5.6334 | 0.0056334 | 182829.9546 | 182.83 | 182.83 | 0 | 49.4135 | 0 | 125.0162 | -125.0105 | 0 | 0 | 0
2003-04-01 | 8:00 | 60.8 | 62612.5574 | 62.6126 | 64697.7475 | 64.6977 | 64.6977 | 0 | 18.4851 | 0 | 46.7672 | 15.8453 | 15.8453 | 0 | 0
2003-04-01 | 9:00 | 64.4 | 156186.2834 | 156.1863 | 31629.5128 | 31.6295 | 31.6295 | 0 | 9.037 | 0 | 22.8636 | 133.3227 | 133.3227 | 0 | 0
2003-04-01 | 10:00 | 69.8 | 296007.8314 | 296.0078 | 8472.9276 | 8.4729 | 8.4729 | 0 | 2.4208 | 0 | 6.1247 | 289.8831 | 289.8831 | 0 | 0
2003-04-01 | 11:00 | 73.4 | 412921.8911 | 412.9219 | 4704.7161 | 4.7047 | 4.7047 | 0 | 1.3442 | 0 | 3.4008 | 409.5211 | 409.5211 | 0 | 0
2003-04-01 | 12:00 | 75.2 | 476242.5503 | 476.2426 | 6165.637 | 6.1656 | 6.1656 | 0 | 1.7616 | 0 | 4.4569 | 471.7857 | 471.7857 | 0 | 0
2003-04-01 | 13:00 | 75.2 | 523541.924 | 523.5419 | 8370.2162 | 8.3702 | 8.3702 | 0 | 2.3915 | 0 | 6.0505 | 517.4915 | 517.4915 | 0 | 0
2003-04-01 | 14:00 | 75.2 | 527980.5238 | 527.9805 | 3752.7873 | 3.7528 | 3.7528 | 0 | 1.0722 | 0 | 2.7127 | 525.2678 | 525.2678 | 0 | 0
2003-04-01 | 15:00 | 75.2 | 544541.2553 | 544.5413 | 4162.086 | 4.1621 | 4.1621 | 0 | 1.1892 | 0 | 3.0086 | 541.5327 | 541.5327 | 0 | 0
2003-04-01 | 16:00 | 73.4 | 490024.6741 | 490.0247 | 4274.5779 | 4.2746 | 4.2746 | 0 | 1.2213 | 0 | 3.0899 | 486.9348 | 486.9348 | 0 | 0
2003-04-01 | 17:00 | 66.2 | 357627.2381 | 357.6272 | 4047.2775 | 4.0473 | 4.0473 | 0 | 1.1564 | 0 | 2.9256 | 354.7016 | 354.7016 | 0 | 0
2003-04-01 | 18:00 | 62.6 | 179893.8621 | 179.8939 | 28470.7348 | 28.4707 | 28.4707 | 0 | 8.1345 | 0 | 20.5803 | 159.3136 | 159.3136 | 0 | 0
2003-04-01 | 19:00 | 57.2 | 88209.6735 | 88.2097 | 3547.4152 | 3.5474 | 3.5474 | 0 | 1.0135 | 0 | 2.5643 | 85.6454 | 85.6454 | 0 | 0
2003-04-01 | 20:00 | 53.6 | 14470.7111 | 14.4707 | 24904.6239 | 24.9046 | 24.9046 | 0 | 7.1156 | 0 | 18.0025 | -3.5318 | 0 | 0 | 0
2003-04-01 | 21:00 | 53.6 | 0 | 0 | 43537.2696 | 43.5373 | 43.5373 | 0 | 12.4392 | 0 | 31.4712 | -31.4712 | 0 | 0 | 0
2003-04-01 | 22:00 | 51.8 | 0 | 0 | 64111.3183 | 64.1113 | 64.1113 | 0 | 18.3175 | 0 | 46.3433 | -46.3433 | 0 | 0 | 0
2003-04-01 | 23:00 | 53.6 | 0 | 0 | 0 | 0 | 0 | 0 | 0 | 0 | 0 | 0 | 0 | 0 | 0
2003-04-01 | 24:00 | 53.6 | 0 | 0 | 0 | 0 | 0 | 0 | 0 | 0 | 0 | 0 | 0 | 0 | 0
2003-04-02 | 1:00 | 53.6 | 0 | 0 | 0 | 0 | 0 | 0 | 0 | 0 | 0 | 0 | 0 | 0 | 0
2003-04-02 | 2:00 | 53.6 | 0 | 0 | 0 | 0 | 0 | 0 | 0 | 0 | 0 | 0 | 0 | 0 | 0
2003-04-02 | 3:00 | 53.6 | 0 | 0 | 0 | 0 | 0 | 0 | 0 | 0 | 0 | 0 | 0 | 0 | 0
2003-04-02 | 4:00 | 53.6 | 0 | 0 | 0 | 0 | 0 | 0 | 0 | 0 | 0 | 0 | 0 | 0 | 0
2003-04-02 | 5:00 | 53.6 | 0 | 0 | 0 | 0 | 0 | 0 | 0 | 0 | 0 | 0 | 0 | 0 | 0
2003-04-02 | 6:00 | 51.8 | 0 | 0 | 0 | 0 | 0 | 0 | 0 | 0 | 0 | 0 | 0 | 0 | 0
2003-04-02 | 7:00 | 53.6 | 4.9483 | 0.0049483 | 53502.9496 | 53.5029 | 53.5029 | 0 | 15.2866 | 0 | 38.675 | -38.67 | 0 | 0 | 0
2003-04-02 | 8:00 | 55.4 | 6296.4558 | 6.2965 | 38169.293 | 38.1693 | 38.1693 | 0 | 10.9055 | 0 | 27.5909 | -21.2945 | 0 | 0 | 0
2003-04-02 | 9:00 | 57.2 | 36008.8307 | 36.0088 | 34132.0392 | 34.132 | 34.132 | 0 | 9.752 | 0 | 24.6726 | 11.3362 | 11.3362 | 0 | 0
2003-04-02 | 10:00 | 57.2 | 46436.5771 | 46.4366 | 34022.3083 | 34.0223 | 34.0223 | 0 | 9.7207 | 0 | 24.5933 | 21.8433 | 21.8433 | 0 | 0
2003-04-02 | 11:00 | 59 | 61530.6814 | 61.5307 | 12785.0234 | 12.785 | 12.785 | 0 | 3.6529 | 0 | 9.2417 | 52.2889 | 52.2889 | 0 | 0
2003-04-02 | 12:00 | 62.6 | 111229.2537 | 111.2293 | 11003.0153 | 11.003 | 11.003 | 0 | 3.1437 | 0 | 7.9536 | 103.2756 | 103.2756 | 0 | 0
2003-04-02 | 13:00 | 62.6 | 124009.7791 | 124.0098 | 25119.7256 | 25.1197 | 25.1197 | 0 | 7.1771 | 0 | 18.158 | 105.8518 | 105.8518 | 0 | 0
2003-04-02 | 14:00 | 62.6 | 134110.2997 | 134.1103 | 21157.585 | 21.1576 | 21.1576 | 0 | 6.045 | 0 | 15.2939 | 118.8164 | 118.8164 | 0 | 0
2003-04-02 | 15:00 | 62.6 | 136330.0774 | 136.3301 | 19187.4958 | 19.1875 | 19.1875 | 0 | 5.4821 | 0 | 13.8698 | 122.4603 | 122.4603 | 0 | 0
2003-04-02 | 16:00 | 60.8 | 120002.3313 | 120.0023 | 20480.4373 | 20.4804 | 20.4804 | 0 | 5.8516 | 0 | 14.8044 | 105.1979 | 105.1979 | 0 | 0
2003-04-02 | 17:00 | 59 | 90276.0978 | 90.2761 | 13662.9402 | 13.6629 | 13.6629 | 0 | 3.9037 | 0 | 9.8764 | 80.3997 | 80.3997 | 0 | 0
2003-04-02 | 18:00 | 55.4 | 52599.7738 | 52.5998 | 33444.0462 | 33.444 | 33.444 | 0 | 9.5554 | 0 | 24.1753 | 28.4245 | 28.4245 | 0 | 0
2003-04-02 | 19:00 | 53.6 | 3419.2666 | 3.4193 | 46369.0903 | 46.3691 | 46.3691 | 0 | 13.2483 | 0 | 33.5182 | -30.099 | 0 | 0 | 0
2003-04-02 | 20:00 | 53.6 | 0 | 0 | 63576.8661 | 63.5769 | 63.5769 | 0 | 18.1648 | 0 | 45.957 | -45.957 | 0 | 0 | 0
2003-04-02 | 21:00 | 51.8 | 0 | 0 | 82352.6219 | 82.3526 | 82.3526 | 0 | 23.5293 | 0 | 59.5292 | -59.5292 | 0 | 0 | 0
2003-04-02 | 22:00 | 51.8 | 0 | 0 | 94573.753 | 94.5738 | 94.5738 | 0 | 27.0211 | 0 | 68.3633 | -68.3633 | 0 | 0 | 0
2003-04-02 | 23:00 | 51.8 | 0 | 0 | 0 | 0 | 0 | 0 | 0 | 0 | 0 | 0 | 0 | 0 | 0
2003-04-02 | 24:00 | 50 | 0 | 0 | 0 | 0 | 0 | 0 | 0 | 0 | 0 | 0 | 0 | 0 | 0
2003-04-03 | 1:00 | 50 | 0 | 0 | 0 | 0 | 0 | 0 | 0 | 0 | 0 | 0 | 0 | 0 | 0
2003-04-03 | 2:00 | 46.4 | 0 | 0 | 0 | 0 | 0 | 0 | 0 | 0 | 0 | 0 | 0 | 0 | 0
2003-04-03 | 3:00 | 44.6 | 0 | 0 | 0 | 0 | 0 | 0 | 0 | 0 | 0 | 0 | 0 | 0 | 0
2003-04-03 | 4:00 | 42.8 | 0 | 0 | 0 | 0 | 0 | 0 | 0 | 0 | 0 | 0 | 0 | 0 | 0
2003-04-03 | 5:00 | 41 | 0 | 0 | 0 | 0 | 0 | 0 | 0 | 0 | 0 | 0 | 0 | 0 | 0
2003-04-03 | 6:00 | 41 | 0 | 0 | 0 | 0 | 0 | 0 | 0 | 0 | 0 | 0 | 0 | 0 | 0
2003-04-03 | 7:00 | 44.6 | 1.8732 | 0.0018732 | 355686.1564 | 355.6862 | 355.6862 | 0 | 96.1314 | 0 | 243.2124 | -243.2106 | 0 | 0 | 0
2003-04-03 | 8:00 | 50 | 4.285 | 0.004285 | 148174.2452 | 148.1742 | 148.1742 | 0 | 40.0471 | 0 | 101.3191 | -101.3149 | 0 | 0 | 0
2003-04-03 | 9:00 | 53.6 | 254.9873 | 0.25499 | 70909.4819 | 70.9095 | 70.9095 | 0 | 20.2599 | 0 | 51.2574 | -51.0024 | 0 | 0 | 0
2003-04-03 | 10:00 | 55.4 | 9420.7953 | 9.4208 | 8157.2509 | 8.1573 | 8.1573 | 0 | 2.3306 | 0 | 5.8965 | 3.5243 | 3.5243 | 0 | 0
2003-04-03 | 11:00 | 57.2 | 50716.0595 | 50.7161 | 5297.0146 | 5.297 | 5.297 | 0 | 1.5134 | 0 | 3.829 | 46.8871 | 46.8871 | 0 | 0
2003-04-03 | 12:00 | 60.8 | 116448.8389 | 116.4488 | 4551.4616 | 4.5515 | 4.5515 | 0 | 1.3004 | 0 | 3.2901 | 113.1588 | 113.1588 | 0 | 0
2003-04-03 | 13:00 | 60.8 | 144426.4325 | 144.4264 | 4455.0423 | 4.455 | 4.455 | 0 | 1.2729 | 0 | 3.2204 | 141.2061 | 141.2061 | 0 | 0
2003-04-03 | 14:00 | 62.6 | 179613.1688 | 179.6132 | 2876.2266 | 2.8762 | 2.8762 | 0 | 0.82178 | 0 | 2.0791 | 177.5341 | 177.5341 | 0 | 0
2003-04-03 | 15:00 | 62.6 | 225468.362 | 225.4684 | 2005.6341 | 2.0056 | 2.0056 | 0 | 0.57304 | 0 | 1.4498 | 224.0186 | 224.0186 | 0 | 0
2003-04-03 | 16:00 | 60.8 | 190355.1965 | 190.3552 | 1774.1536 | 1.7742 | 1.7742 | 0 | 0.5069 | 0 | 1.2825 | 189.0727 | 189.0727 | 0 | 0
2003-04-03 | 17:00 | 57.2 | 116500.0075 | 116.5 | 1193.2169 | 1.1932 | 1.1932 | 0 | 0.34092 | 0 | 0.86253 | 115.6375 | 115.6375 | 0 | 0
2003-04-03 | 18:00 | 55.4 | 37472.6028 | 37.4726 | 2142.0773 | 2.1421 | 2.1421 | 0 | 0.61202 | 0 | 1.5484 | 35.9242 | 35.9242 | 0 | 0
2003-04-03 | 19:00 | 55.4 | 24067.2359 | 24.0672 | 3939.4489 | 3.9394 | 3.9394 | 0 | 1.1256 | 0 | 2.8477 | 21.2196 | 21.2196 | 0 | 0
2003-04-03 | 20:00 | 51.8 | 2181.8034 | 2.1818 | 34275.979 | 34.276 | 34.276 | 0 | 9.7931 | 0 | 24.7766 | -22.5948 | 0 | 0 | 0
2003-04-03 | 21:00 | 51.8 | 2.7487 | 0.0027487 | 53423.1046 | 53.4231 | 53.4231 | 0 | 15.2637 | 0 | 38.6173 | -38.6145 | 0 | 0 | 0
2003-04-03 | 22:00 | 48.2 | 4.2624 | 0.0042624 | 92884.7649 | 92.8848 | 92.8848 | 0 | 26.5385 | 0 | 67.1424 | -67.1382 | 0 | 0 | 0
2003-04-03 | 23:00 | 46.4 | 0 | 0 | 0 | 0 | 0 | 0 | 0 | 0 | 0 | 0 | 0 | 0 | 0
2003-04-03 | 24:00 | 42.8 | 0 | 0 | 0 | 0 | 0 | 0 | 0 | 0 | 0 | 0 | 0 | 0 | 0
2003-04-04 | 1:00 | 42.8 | 0 | 0 | 0 | 0 | 0 | 0 | 0 | 0 | 0 | 0 | 0 | 0 | 0
2003-04-04 | 2:00 | 39.2 | 0 | 0 | 0 | 0 | 0 | 0 | 0 | 0 | 0 | 0 | 0 | 39.2 | 0
2003-04-04 | 3:00 | 39.2 | 0 | 0 | 0 | 0 | 0 | 0 | 0 | 0 | 0 | 0 | 0 | 39.2 | 0
2003-04-04 | 4:00 | 39.2 | 0 | 0 | 0 | 0 | 0 | 0 | 0 | 0 | 0 | 0 | 0 | 39.2 | 0
2003-04-04 | 5:00 | 39.2 | 0 | 0 | 0 | 0 | 0 | 0 | 0 | 0 | 0 | 0 | 0 | 39.2 | 0
2003-04-04 | 6:00 | 39.2 | 0 | 0 | 0 | 0 | 0 | 0 | 0 | 0 | 0 | 0 | 0 | 39.2 | 0
2003-04-04 | 7:00 | 44.6 | 0.3162 | 0.0003162 | 353044.3108 | 353.0443 | 353.0443 | 0 | 95.4174 | 0 | 241.406 | -241.4057 | 0 | 0 | 0
2003-04-04 | 8:00 | 50 | 11.9096 | 0.01191 | 132986.3283 | 132.9863 | 132.9863 | 0 | 35.9423 | 0 | 90.9339 | -90.922 | 0 | 0 | 0
2003-04-04 | 9:00 | 53.6 | 403.7107 | 0.40371 | 71418.5663 | 71.4186 | 71.4186 | 0 | 20.4053 | 0 | 51.6254 | -51.2217 | 0 | 0 | 0
2003-04-04 | 10:00 | 55.4 | 19317.6378 | 19.3176 | 8957.1298 | 8.9571 | 8.9571 | 0 | 2.5592 | 0 | 6.4747 | 12.8429 | 12.8429 | 0 | 0
2003-04-04 | 11:00 | 57.2 | 48719.431 | 48.7194 | 5780.8847 | 5.7809 | 5.7809 | 0 | 1.6517 | 0 | 4.1788 | 44.5407 | 44.5407 | 0 | 0
2003-04-04 | 12:00 | 57.2 | 67676.8837 | 67.6769 | 4719.7093 | 4.7197 | 4.7197 | 0 | 1.3485 | 0 | 3.4117 | 64.2652 | 64.2652 | 0 | 0
2003-04-04 | 13:00 | 62.6 | 129813.1926 | 129.8132 | 4510.6668 | 4.5107 | 4.5107 | 0 | 1.2888 | 0 | 3.2606 | 126.5526 | 126.5526 | 0 | 0
2003-04-04 | 14:00 | 62.6 | 206750.9294 | 206.7509 | 2951.5551 | 2.9516 | 2.9516 | 0 | 0.8433 | 0 | 2.1336 | 204.6174 | 204.6174 | 0 | 0
2003-04-04 | 15:00 | 60.8 | 195180.6425 | 195.1806 | 2466.5641 | 2.4666 | 2.4666 | 0 | 0.70473 | 0 | 1.783 | 193.3977 | 193.3977 | 0 | 0
2003-04-04 | 16:00 | 60.8 | 176973.3183 | 176.9733 | 1953.6727 | 1.9537 | 1.9537 | 0 | 0.55819 | 0 | 1.4122 | 175.5611 | 175.5611 | 0 | 0
2003-04-04 | 17:00 | 57.2 | 119050.5912 | 119.0506 | 1042.8017 | 1.0428 | 1.0428 | 0 | 0.29794 | 0 | 0.7538 | 118.2968 | 118.2968 | 0 | 0
2003-04-04 | 18:00 | 55.4 | 46705.0174 | 46.705 | 2820.9699 | 2.821 | 2.821 | 0 | 0.80599 | 0 | 2.0392 | 44.6659 | 44.6659 | 0 | 0
2003-04-04 | 19:00 | 55.4 | 24608.4679 | 24.6085 | 4730.246 | 4.7302 | 4.7302 | 0 | 1.3515 | 0 | 3.4193 | 21.1892 | 21.1892 | 0 | 0
2003-04-04 | 20:00 | 53.6 | 5695.4761 | 5.6955 | 14413.3775 | 14.4134 | 14.4134 | 0 | 4.1181 | 0 | 10.4188 | -4.7233 | 0 | 0 | 0
2003-04-04 | 21:00 | 53.6 | 8.18 | 0.00818 | 31610.9483 | 31.6109 | 31.6109 | 0 | 9.0317 | 0 | 22.8502 | -22.842 | 0 | 0 | 0
2003-04-04 | 22:00 | 53.6 | 6.3738 | 0.0063738 | 44983.154 | 44.9832 | 44.9832 | 0 | 12.8523 | 0 | 32.5164 | -32.51 | 0 | 0 | 0
2003-04-04 | 23:00 | 51.8 | 0 | 0 | 0 | 0 | 0 | 0 | 0 | 0 | 0 | 0 | 0 | 0 | 0
2003-04-04 | 24:00 | 50 | 0 | 0 | 0 | 0 | 0 | 0 | 0 | 0 | 0 | 0 | 0 | 0 | 0
2003-04-05 | 1:00 | 48.2 | 0 | 0 | 0 | 0 | 0 | 0 | 0 | 0 | 0 | 0 | 0 | 0 | 0
2003-04-05 | 2:00 | 42.8 | 0 | 0 | 0 | 0 | 0 | 0 | 0 | 0 | 0 | 0 | 0 | 0 | 0
2003-04-05 | 3:00 | 41 | 0 | 0 | 0 | 0 | 0 | 0 | 0 | 0 | 0 | 0 | 0 | 0 | 0
2003-04-05 | 4:00 | 42.8 | 0 | 0 | 0 | 0 | 0 | 0 | 0 | 0 | 0 | 0 | 0 | 0 | 0
2003-04-05 | 5:00 | 39.2 | 0 | 0 | 0 | 0 | 0 | 0 | 0 | 0 | 0 | 0 | 0 | 39.2 | 0
2003-04-05 | 6:00 | 41 | 0 | 0 | 0 | 0 | 0 | 0 | 0 | 0 | 0 | 0 | 0 | 0 | 0
2003-04-05 | 7:00 | 46.4 | 3.2233 | 0.0032233 | 318025.0647 | 318.0251 | 318.0251 | 0 | 85.9527 | 0 | 217.4604 | -217.4572 | 0 | 0 | 0
2003-04-05 | 8:00 | 50 | 5.2419 | 0.0052419 | 115140.0722 | 115.1401 | 115.1401 | 0 | 32.8972 | 0 | 83.2298 | -83.2246 | 0 | 0 | 0
2003-04-05 | 9:00 | 53.6 | 236.8698 | 0.23687 | 70702.3154 | 70.7023 | 70.7023 | 0 | 20.2007 | 0 | 51.1077 | -50.8708 | 0 | 0 | 0
2003-04-05 | 10:00 | 55.4 | 8812.4842 | 8.8125 | 7732.9747 | 7.733 | 7.733 | 0 | 2.2094 | 0 | 5.5898 | 3.2226 | 3.2226 | 0 | 0
2003-04-05 | 11:00 | 57.2 | 49443.4987 | 49.4435 | 4830.3471 | 4.8303 | 4.8303 | 0 | 1.3801 | 0 | 3.4917 | 45.9518 | 45.9518 | 0 | 0
2003-04-05 | 12:00 | 60.8 | 115420.9061 | 115.4209 | 4253.3275 | 4.2533 | 4.2533 | 0 | 1.2152 | 0 | 3.0745 | 112.3464 | 112.3464 | 0 | 0
2003-04-05 | 13:00 | 62.6 | 167406.7056 | 167.4067 | 4181.3937 | 4.1814 | 4.1814 | 0 | 1.1947 | 0 | 3.0226 | 164.3842 | 164.3842 | 0 | 0
2003-04-05 | 14:00 | 62.6 | 198682.8762 | 198.6829 | 2474.5387 | 2.4745 | 2.4745 | 0 | 0.70701 | 0 | 1.7887 | 196.8941 | 196.8941 | 0 | 0
2003-04-05 | 15:00 | 64.4 | 248535.0005 | 248.535 | 1580.4661 | 1.5805 | 1.5805 | 0 | 0.45156 | 0 | 1.1425 | 247.3925 | 247.3925 | 0 | 0
2003-04-05 | 16:00 | 62.6 | 257990.4882 | 257.9905 | 1285.3664 | 1.2854 | 1.2854 | 0 | 0.36725 | 0 | 0.92914 | 257.0614 | 257.0614 | 0 | 0
2003-04-05 | 17:00 | 62.6 | 239077.921 | 239.0779 | 847.8048 | 0.8478 | 0.8478 | 0 | 0.24223 | 0 | 0.61284 | 238.4651 | 238.4651 | 0 | 0
2003-04-05 | 18:00 | 59 | 126357.8909 | 126.3579 | 2188.2493 | 2.1882 | 2.1882 | 0 | 0.62521 | 0 | 1.5818 | 124.7761 | 124.7761 | 0 | 0
2003-04-05 | 19:00 | 48.2 | 16045.3224 | 16.0453 | 54818.1629 | 54.8182 | 54.8182 | 0 | 15.6623 | 0 | 39.6257 | -23.5804 | 0 | 0 | 0
2003-04-05 | 20:00 | 48.2 | 21.3674 | 0.021367 | 182227.144 | 182.2271 | 182.2271 | 0 | 49.2506 | 0 | 124.604 | -124.5826 | 0 | 0 | 0
2003-04-05 | 21:00 | 46.4 | 3.3626 | 0.0033626 | 118314.4733 | 118.3145 | 118.3145 | 0 | 33.8041 | 0 | 85.5245 | -85.5211 | 0 | 0 | 0
2003-04-05 | 22:00 | 46.4 | 3.1321 | 0.0031321 | 126564.5278 | 126.5645 | 126.5645 | 0 | 34.2066 | 0 | 86.5428 | -86.5396 | 0 | 0 | 0
2003-04-05 | 23:00 | 46.4 | 0 | 0 | 0 | 0 | 0 | 0 | 0 | 0 | 0 | 0 | 0 | 0 | 0
2003-04-05 | 24:00 | 42.8 | 0 | 0 | 0 | 0 | 0 | 0 | 0 | 0 | 0 | 0 | 0 | 0 | 0
2003-04-06 | 1:00 | 44.6 | 0 | 0 | 0 | 0 | 0 | 0 | 0 | 0 | 0 | 0 | 0 | 0 | 0
2003-04-06 | 2:00 | 43.88 | 0 | 0 | 0 | 0 | 0 | 0 | 0 | 0 | 0 | 0 | 0 | 0 | 0
2003-04-06 | 3:00 | 42.8 | 0 | 0 | 0 | 0 | 0 | 0 | 0 | 0 | 0 | 0 | 0 | 0 | 0
2003-04-06 | 4:00 | 41 | 0 | 0 | 0 | 0 | 0 | 0 | 0 | 0 | 0 | 0 | 0 | 0 | 0
2003-04-06 | 5:00 | 39.2 | 0 | 0 | 0 | 0 | 0 | 0 | 0 | 0 | 0 | 0 | 0 | 39.2 | 0
2003-04-06 | 6:00 | 39.2 | 0 | 0 | 0 | 0 | 0 | 0 | 0 | 0 | 0 | 0 | 0 | 39.2 | 0
2003-04-06 | 7:00 | 46.4 | 2.1343 | 0.0021343 | 313250.5662 | 313.2506 | 313.2506 | 0 | 84.6623 | 0 | 214.1957 | -214.1935 | 0 | 0 | 0
2003-04-06 | 8:00 | 50 | 7.8215 | 0.0078215 | 114525.8435 | 114.5258 | 114.5258 | 0 | 32.7217 | 0 | 82.7858 | -82.778 | 0 | 0 | 0
2003-04-06 | 9:00 | 55.4 | 7882.9201 | 7.8829 | 46712.5378 | 46.7125 | 46.7125 | 0 | 13.3464 | 0 | 33.7665 | -25.8836 | 0 | 0 | 0
2003-04-06 | 10:00 | 59 | 84119.973 | 84.12 | 6844.9298 | 6.8449 | 6.8449 | 0 | 1.9557 | 0 | 4.9479 | 79.1721 | 79.1721 | 0 | 0
2003-04-06 | 11:00 | 62.6 | 173459.3058 | 173.4593 | 4656.1249 | 4.6561 | 4.6561 | 0 | 1.3303 | 0 | 3.3657 | 170.0936 | 170.0936 | 0 | 0
2003-04-06 | 12:00 | 64.4 | 229324.8168 | 229.3248 | 3935.6457 | 3.9356 | 3.9356 | 0 | 1.1245 | 0 | 2.8449 | 226.4799 | 226.4799 | 0 | 0
2003-04-06 | 13:00 | 66.2 | 260075.3721 | 260.0754 | 3774.0898 | 3.7741 | 3.7741 | 0 | 1.0783 | 0 | 2.7281 | 257.3472 | 257.3472 | 0 | 0
2003-04-06 | 14:00 | 68 | 350671.1815 | 350.6712 | 2261.6647 | 2.2617 | 2.2617 | 0 | 0.64619 | 0 | 1.6349 | 349.0363 | 349.0363 | 0 | 0
2003-04-06 | 15:00 | 68 | 436358.4303 | 436.3584 | 1101.658 | 1.1017 | 1.1017 | 0 | 0.31476 | 0 | 0.79634 | 435.5621 | 435.5621 | 0 | 0
2003-04-06 | 16:00 | 66.2 | 449187.3661 | 449.1874 | 899.8945 | 0.89989 | 0.89989 | 0 | 0.25711 | 0 | 0.6505 | 448.5369 | 448.5369 | 0 | 0
2003-04-06 | 17:00 | 64.4 | 376533.3721 | 376.5334 | 746.058 | 0.74606 | 0.74606 | 0 | 0.21316 | 0 | 0.53929 | 375.9941 | 375.9941 | 0 | 0
2003-04-06 | 18:00 | 60.8 | 156790.8556 | 156.7909 | 1971.3189 | 1.9713 | 1.9713 | 0 | 0.56323 | 0 | 1.425 | 155.3659 | 155.3659 | 0 | 0
2003-04-06 | 19:00 | 57.2 | 97901.6953 | 97.9017 | 2729.1616 | 2.7292 | 2.7292 | 0 | 0.77976 | 0 | 1.9728 | 95.9289 | 95.9289 | 0 | 0
2003-04-06 | 20:00 | 53.6 | 22569.7789 | 22.5698 | 11085.504 | 11.0855 | 11.0855 | 0 | 3.1673 | 0 | 8.0132 | 14.5565 | 14.5565 | 0 | 0
2003-04-06 | 21:00 | 51.8 | 3.8064 | 0.0038064 | 41205.6603 | 41.2057 | 41.2057 | 0 | 11.773 | 0 | 29.7858 | -29.782 | 0 | 0 | 0
2003-04-06 | 22:00 | 50 | 0 | 0 | 72901.5575 | 72.9016 | 72.9016 | 0 | 20.829 | 0 | 52.6974 | -52.6974 | 0 | 0 | 0
2003-04-06 | 23:00 | 48.2 | 0 | 0 | 0 | 0 | 0 | 0 | 0 | 0 | 0 | 0 | 0 | 0 | 0
2003-04-06 | 24:00 | 48.2 | 0 | 0 | 0 | 0 | 0 | 0 | 0 | 0 | 0 | 0 | 0 | 0 | 0
2003-04-07 | 1:00 | 46.4 | 0 | 0 | 0 | 0 | 0 | 0 | 0 | 0 | 0 | 0 | 0 | 0 | 0
2003-04-07 | 2:00 | 42.8 | 0 | 0 | 0 | 0 | 0 | 0 | 0 | 0 | 0 | 0 | 0 | 0 | 0
2003-04-07 | 3:00 | 44.6 | 0 | 0 | 0 | 0 | 0 | 0 | 0 | 0 | 0 | 0 | 0 | 0 | 0
2003-04-07 | 4:00 | 44.6 | 0 | 0 | 0 | 0 | 0 | 0 | 0 | 0 | 0 | 0 | 0 | 0 | 0
2003-04-07 | 5:00 | 44.6 | 0 | 0 | 0 | 0 | 0 | 0 | 0 | 0 | 0 | 0 | 0 | 0 | 0
2003-04-07 | 6:00 | 41 | 0 | 0 | 0 | 0 | 0 | 0 | 0 | 0 | 0 | 0 | 0 | 0 | 0
2003-04-07 | 7:00 | 48.2 | 4.7426 | 0.0047426 | 274158.4232 | 274.1584 | 274.1584 | 0 | 74.0969 | 0 | 187.4651 | -187.4603 | 0 | 0 | 0
2003-04-07 | 8:00 | 55.4 | 5341.768 | 5.3418 | 63463.3971 | 63.4634 | 63.4634 | 0 | 18.1324 | 0 | 45.875 | -40.5332 | 0 | 0 | 0
2003-04-07 | 9:00 | 66.2 | 212542.539 | 212.5425 | 6597.2738 | 6.5973 | 6.5973 | 0 | 1.8849 | 0 | 4.7689 | 207.7737 | 207.7737 | 0 | 0
2003-04-07 | 10:00 | 73.4 | 513250.6427 | 513.2506 | 4231.9141 | 4.2319 | 4.2319 | 0 | 1.2091 | 0 | 3.0591 | 510.1916 | 510.1916 | 0 | 0
2003-04-07 | 11:00 | 75.2 | 650923.3878 | 650.9234 | 2744.1624 | 2.7442 | 2.7442 | 0 | 0.78405 | 0 | 1.9836 | 648.9398 | 648.9398 | 0 | 0
2003-04-07 | 12:00 | 78.8 | 708352.5535 | 708.3526 | 2322.4108 | 2.3224 | 2.3224 | 0 | 0.66355 | 0 | 1.6788 | 706.6738 | 706.6738 | 0 | 0
2003-04-07 | 13:00 | 78.8 | 712544.754 | 712.5448 | 2318.1916 | 2.3182 | 2.3182 | 0 | 0.66234 | 0 | 1.6757 | 710.869 | 710.869 | 0 | 0
2003-04-07 | 14:00 | 80.6 | 799874.1742 | 799.8742 | 1156.4176 | 1.1564 | 1.1564 | 0 | 0.33041 | 0 | 0.83592 | 799.0382 | 799.0382 | 0 | 0
2003-04-07 | 15:00 | 80.6 | 926591.871 | 926.5919 | 592.8427 | 0.59284 | 0.59284 | 0 | 0.16938 | 0 | 0.42854 | 926.1633 | 926.1633 | 0 | 0
2003-04-07 | 16:00 | 80.6 | 967372.1676 | 967.3722 | 416.6671 | 0.41667 | 0.41667 | 0 | 0.11905 | 0 | 0.30119 | 967.071 | 967.071 | 0 | 0
2003-04-07 | 17:00 | 78.8 | 923859.8331 | 923.8598 | 275.1967 | 0.2752 | 0.2752 | 0 | 0.078628 | 0 | 0.19893 | 923.6609 | 923.6609 | 0 | 0
2003-04-07 | 18:00 | 75.2 | 551024.2456 | 551.0242 | 1334.4536 | 1.3345 | 1.3345 | 0 | 0.38127 | 0 | 0.96462 | 550.0596 | 550.0596 | 0 | 0
2003-04-07 | 19:00 | 71.6 | 501969.7013 | 501.9697 | 1574.7347 | 1.5747 | 1.5747 | 0 | 0.44992 | 0 | 1.1383 | 500.8314 | 500.8314 | 0 | 0
2003-04-07 | 20:00 | 69.8 | 426721.0195 | 426.721 | 3093.9818 | 3.094 | 3.094 | 0 | 0.88399 | 0 | 2.2365 | 424.4845 | 424.4845 | 0 | 0
2003-04-07 | 21:00 | 64.4 | 261505.6953 | 261.5057 | 10029.9433 | 10.0299 | 10.0299 | 0 | 2.8657 | 0 | 7.2502 | 254.2555 | 254.2555 | 0 | 0
2003-04-07 | 22:00 | 64.4 | 177725.3009 | 177.7253 | 17082.5764 | 17.0826 | 17.0826 | 0 | 4.8807 | 0 | 12.3483 | 165.377 | 165.377 | 0 | 0
2003-04-07 | 23:00 | 57.2 | 0 | 0 | 0 | 0 | 0 | 0 | 0 | 0 | 0 | 0 | 0 | 0 | 0
2003-04-07 | 24:00 | 53.6 | 0 | 0 | 0 | 0 | 0 | 0 | 0 | 0 | 0 | 0 | 0 | 0 | 0
2003-04-08 | 1:00 | 50 | 0 | 0 | 0 | 0 | 0 | 0 | 0 | 0 | 0 | 0 | 0 | 0 | 0
2003-04-08 | 2:00 | 48.2 | 0 | 0 | 0 | 0 | 0 | 0 | 0 | 0 | 0 | 0 | 0 | 0 | 0
2003-04-08 | 3:00 | 48.2 | 0 | 0 | 0 | 0 | 0 | 0 | 0 | 0 | 0 | 0 | 0 | 0 | 0
2003-04-08 | 4:00 | 46.4 | 0 | 0 | 0 | 0 | 0 | 0 | 0 | 0 | 0 | 0 | 0 | 0 | 0
2003-04-08 | 5:00 | 46.4 | 0 | 0 | 0 | 0 | 0 | 0 | 0 | 0 | 0 | 0 | 0 | 0 | 0
2003-04-08 | 6:00 | 48.2 | 0 | 0 | 0 | 0 | 0 | 0 | 0 | 0 | 0 | 0 | 0 | 0 | 0
2003-04-08 | 7:00 | 55.4 | 4202.6045 | 4.2026 | 133332.3914 | 133.3324 | 133.3324 | 0 | 36.0358 | 0 | 91.1705 | -86.9679 | 0 | 0 | 0
2003-04-08 | 8:00 | 64.4 | 119541.9832 | 119.542 | 26495.6791 | 26.4957 | 26.4957 | 0 | 7.5702 | 0 | 19.1526 | 100.3894 | 100.3894 | 0 | 0
2003-04-08 | 9:00 | 75.2 | 495681.4882 | 495.6815 | 2361.7515 | 2.3618 | 2.3618 | 0 | 0.67479 | 0 | 1.7072 | 493.9743 | 493.9743 | 0 | 0
2003-04-08 | 10:00 | 78.8 | 732496.0469 | 732.496 | 1390.3766 | 1.3904 | 1.3904 | 0 | 0.39725 | 0 | 1.005 | 731.491 | 731.491 | 0 | 0
2003-04-08 | 11:00 | 82.4 | 864267.179 | 864.2672 | 976.0436 | 0.97604 | 0.97604 | 0 | 0.27887 | 0 | 0.70554 | 863.5616 | 863.5616 | 0 | 0
2003-04-08 | 12:00 | 82.4 | 877993.4665 | 877.9935 | 958.0768 | 0.95808 | 0.95808 | 0 | 0.27374 | 0 | 0.69255 | 877.3009 | 877.3009 | 0 | 0
2003-04-08 | 13:00 | 84.2 | 882365.6598 | 882.3657 | 1190.4117 | 1.1904 | 1.1904 | 0 | 0.34012 | 0 | 0.8605 | 881.5052 | 881.5052 | 0 | 0
2003-04-08 | 14:00 | 84.2 | 951605.8138 | 951.6058 | 634.4053 | 0.63441 | 0.63441 | 0 | 0.18126 | 0 | 0.45858 | 951.1472 | 951.1472 | 0 | 0
2003-04-08 | 15:00 | 86 | 1068522.9774 | 1068.523 | 208.9439 | 0.20894 | 0.20894 | 0 | 0.059698 | 0 | 0.15104 | 1068.3719 | 1068.3719 | 0 | 0
2003-04-08 | 16:00 | 84.2 | 1092867.5351 | 1092.8675 | 91.9298 | 0.09193 | 0.09193 | 0 | 0.026266 | 0 | 0.066452 | 1092.8011 | 1092.8011 | 0 | 0
2003-04-08 | 17:00 | 82.4 | 1034463.7279 | 1034.4637 | 64.1046 | 0.064105 | 0.064105 | 0 | 0.018316 | 0 | 0.046338 | 1034.4174 | 1034.4174 | 0 | 0
2003-04-08 | 18:00 | 75.2 | 587212.345 | 587.2123 | 857.7825 | 0.85778 | 0.85778 | 0 | 0.24508 | 0 | 0.62005 | 586.5923 | 586.5923 | 0 | 0
2003-04-08 | 19:00 | 73.4 | 505863.1505 | 505.8632 | 0 | 0 | 0 | 0 | 0 | 0 | 0 | 505.8632 | 505.8632 | 0 | 0
2003-04-08 | 20:00 | 64.4 | 345993.7635 | 345.9938 | 0 | 0 | 0 | 0 | 0 | 0 | 0 | 345.9938 | 345.9938 | 0 | 0
2003-04-08 | 21:00 | 64.4 | 193575.0736 | 193.5751 | 205.3661 | 0.20537 | 0.20537 | 0 | 0.058676 | 0 | 0.14845 | 193.4266 | 193.4266 | 0 | 0
2003-04-08 | 22:00 | 60.8 | 133575.6355 | 133.5756 | 1609.1292 | 1.6091 | 1.6091 | 0 | 0.45975 | 0 | 1.1632 | 132.4125 | 132.4125 | 0 | 0
2003-04-08 | 23:00 | 57.2 | 0 | 0 | 0 | 0 | 0 | 0 | 0 | 0 | 0 | 0 | 0 | 0 | 0
2003-04-08 | 24:00 | 53.6 | 0 | 0 | 0 | 0 | 0 | 0 | 0 | 0 | 0 | 0 | 0 | 0 | 0
2003-04-09 | 1:00 | 53.6 | 0 | 0 | 0 | 0 | 0 | 0 | 0 | 0 | 0 | 0 | 0 | 0 | 0
2003-04-09 | 2:00 | 51.8 | 0 | 0 | 0 | 0 | 0 | 0 | 0 | 0 | 0 | 0 | 0 | 0 | 0
2003-04-09 | 3:00 | 48.2 | 0 | 0 | 0 | 0 | 0 | 0 | 0 | 0 | 0 | 0 | 0 | 0 | 0
2003-04-09 | 4:00 | 50 | 0 | 0 | 0 | 0 | 0 | 0 | 0 | 0 | 0 | 0 | 0 | 0 | 0
2003-04-09 | 5:00 | 46.4 | 0 | 0 | 0 | 0 | 0 | 0 | 0 | 0 | 0 | 0 | 0 | 0 | 0
2003-04-09 | 6:00 | 51.8 | 0 | 0 | 0 | 0 | 0 | 0 | 0 | 0 | 0 | 0 | 0 | 0 | 0
2003-04-09 | 7:00 | 57.2 | 18783.7883 | 18.7838 | 23138.0375 | 23.138 | 23.138 | 0 | 6.6109 | 0 | 16.7255 | 2.0583 | 2.0583 | 0 | 0
2003-04-09 | 8:00 | 64.4 | 114364.1781 | 114.3642 | 977.8657 | 0.97787 | 0.97787 | 0 | 0.27939 | 0 | 0.70686 | 113.6573 | 113.6573 | 0 | 0
2003-04-09 | 9:00 | 71.6 | 396356.3411 | 396.3563 | 0 | 0 | 0 | 0 | 0 | 0 | 0 | 396.3563 | 396.3563 | 0 | 0
2003-04-09 | 10:00 | 75.2 | 570292.395 | 570.2924 | 0 | 0 | 0 | 0 | 0 | 0 | 0 | 570.2924 | 570.2924 | 0 | 0
2003-04-09 | 11:00 | 80.6 | 705376.6716 | 705.3767 | 0 | 0 | 0 | 0 | 0 | 0 | 0 | 705.3767 | 705.3767 | 0 | 0
2003-04-09 | 12:00 | 84.2 | 799508.072 | 799.5081 | 0 | 0 | 0 | 0 | 0 | 0 | 0 | 799.5081 | 799.5081 | 0 | 0
2003-04-09 | 13:00 | 84.2 | 840453.2711 | 840.4533 | 0 | 0 | 0 | 0 | 0 | 0 | 0 | 840.4533 | 840.4533 | 0 | 0
2003-04-09 | 14:00 | 84.2 | 880871.2123 | 880.8712 | 0 | 0 | 0 | 0 | 0 | 0 | 0 | 880.8712 | 880.8712 | 0 | 0
2003-04-09 | 15:00 | 84.2 | 927109.5425 | 927.1095 | 0 | 0 | 0 | 0 | 0 | 0 | 0 | 927.1095 | 927.1095 | 0 | 0
2003-04-09 | 16:00 | 82.4 | 952981.9075 | 952.9819 | 0 | 0 | 0 | 0 | 0 | 0 | 0 | 952.9819 | 952.9819 | 0 | 0
2003-04-09 | 17:00 | 78.8 | 799090.2318 | 799.0902 | 0 | 0 | 0 | 0 | 0 | 0 | 0 | 799.0902 | 799.0902 | 0 | 0
2003-04-09 | 18:00 | 73.4 | 465071.1126 | 465.0711 | 0 | 0 | 0 | 0 | 0 | 0 | 0 | 465.0711 | 465.0711 | 0 | 0
2003-04-09 | 19:00 | 69.8 | 445810.9654 | 445.811 | 0 | 0 | 0 | 0 | 0 | 0 | 0 | 445.811 | 445.811 | 0 | 0
2003-04-09 | 20:00 | 64.4 | 314533.2833 | 314.5333 | 0 | 0 | 0 | 0 | 0 | 0 | 0 | 314.5333 | 314.5333 | 0 | 0
2003-04-09 | 21:00 | 60.8 | 159483.0276 | 159.483 | 254.4322 | 0.25443 | 0.25443 | 0 | 0.072695 | 0 | 0.18392 | 159.2991 | 159.2991 | 0 | 0
2003-04-09 | 22:00 | 60.8 | 120912.7919 | 120.9128 | 1721.728 | 1.7217 | 1.7217 | 0 | 0.49192 | 0 | 1.2446 | 119.6682 | 119.6682 | 0 | 0
2003-04-09 | 23:00 | 57.2 | 0 | 0 | 0 | 0 | 0 | 0 | 0 | 0 | 0 | 0 | 0 | 0 | 0
2003-04-09 | 24:00 | 55.4 | 0 | 0 | 0 | 0 | 0 | 0 | 0 | 0 | 0 | 0 | 0 | 0 | 0
2003-04-10 | 1:00 | 55.4 | 0 | 0 | 0 | 0 | 0 | 0 | 0 | 0 | 0 | 0 | 0 | 0 | 0
2003-04-10 | 2:00 | 51.8 | 0 | 0 | 0 | 0 | 0 | 0 | 0 | 0 | 0 | 0 | 0 | 0 | 0
2003-04-10 | 3:00 | 51.8 | 0 | 0 | 0 | 0 | 0 | 0 | 0 | 0 | 0 | 0 | 0 | 0 | 0
2003-04-10 | 4:00 | 51.8 | 0 | 0 | 0 | 0 | 0 | 0 | 0 | 0 | 0 | 0 | 0 | 0 | 0
2003-04-10 | 5:00 | 51.8 | 0 | 0 | 0 | 0 | 0 | 0 | 0 | 0 | 0 | 0 | 0 | 0 | 0
2003-04-10 | 6:00 | 50 | 0 | 0 | 0 | 0 | 0 | 0 | 0 | 0 | 0 | 0 | 0 | 0 | 0
2003-04-10 | 7:00 | 55.4 | 3682.16 | 3.6822 | 103969.5388 | 103.9695 | 103.9695 | 0 | 29.7056 | 0 | 75.1551 | -71.473 | 0 | 0 | 0
2003-04-10 | 8:00 | 60.8 | 83642.4869 | 83.6425 | 22184.849 | 22.1848 | 22.1848 | 0 | 6.3385 | 0 | 16.0365 | 67.606 | 67.606 | 0 | 0
2003-04-10 | 9:00 | 64.4 | 287603.1256 | 287.6031 | 2467.0198 | 2.467 | 2.467 | 0 | 0.70486 | 0 | 1.7833 | 285.8198 | 285.8198 | 0 | 0
2003-04-10 | 10:00 | 69.8 | 450333.1289 | 450.3331 | 1482.1868 | 1.4822 | 1.4822 | 0 | 0.42348 | 0 | 1.0714 | 449.2617 | 449.2617 | 0 | 0
2003-04-10 | 11:00 | 73.4 | 591641.5347 | 591.6415 | 1027.4398 | 1.0274 | 1.0274 | 0 | 0.29355 | 0 | 0.74269 | 590.8988 | 590.8988 | 0 | 0
2003-04-10 | 12:00 | 77 | 739917.6605 | 739.9177 | 1076.8717 | 1.0769 | 1.0769 | 0 | 0.30768 | 0 | 0.77842 | 739.1392 | 739.1392 | 0 | 0
2003-04-10 | 13:00 | 77 | 703245.8375 | 703.2458 | 1341.1505 | 1.3412 | 1.3412 | 0 | 0.38319 | 0 | 0.96946 | 702.2764 | 702.2764 | 0 | 0
2003-04-10 | 14:00 | 77 | 794428.8664 | 794.4289 | 812.1574 | 0.81216 | 0.81216 | 0 | 0.23204 | 0 | 0.58707 | 793.8418 | 793.8418 | 0 | 0
2003-04-10 | 15:00 | 75.2 | 812725.1376 | 812.7251 | 369.4173 | 0.36942 | 0.36942 | 0 | 0.10555 | 0 | 0.26704 | 812.4581 | 812.4581 | 0 | 0
2003-04-10 | 16:00 | 71.6 | 731994.8722 | 731.9949 | 268.8546 | 0.26885 | 0.26885 | 0 | 0.076816 | 0 | 0.19434 | 731.8005 | 731.8005 | 0 | 0
2003-04-10 | 17:00 | 69.8 | 627075.2559 | 627.0753 | 176.243 | 0.17624 | 0.17624 | 0 | 0.050355 | 0 | 0.1274 | 626.9479 | 626.9479 | 0 | 0
2003-04-10 | 18:00 | 66.2 | 368558.6115 | 368.5586 | 1229.0049 | 1.229 | 1.229 | 0 | 0.35114 | 0 | 0.8884 | 367.6702 | 367.6702 | 0 | 0
2003-04-10 | 19:00 | 62.6 | 315613.9417 | 315.6139 | 1520.8662 | 1.5209 | 1.5209 | 0 | 0.43453 | 0 | 1.0994 | 314.5146 | 314.5146 | 0 | 0
2003-04-10 | 20:00 | 59 | 206064.4436 | 206.0644 | 3688.6697 | 3.6887 | 3.6887 | 0 | 1.0539 | 0 | 2.6664 | 203.3981 | 203.3981 | 0 | 0
2003-04-10 | 21:00 | 57.2 | 100887.6918 | 100.8877 | 11935.5118 | 11.9355 | 11.9355 | 0 | 3.4101 | 0 | 8.6277 | 92.26 | 92.26 | 0 | 0
2003-04-10 | 22:00 | 53.6 | 16308.3949 | 16.3084 | 23025.7895 | 23.0258 | 23.0258 | 0 | 6.5788 | 0 | 16.6444 | -0.33596 | 0 | 0 | 0
2003-04-10 | 23:00 | 53.6 | 0 | 0 | 0 | 0 | 0 | 0 | 0 | 0 | 0 | 0 | 0 | 0 | 0
2003-04-10 | 24:00 | 51.8 | 0 | 0 | 0 | 0 | 0 | 0 | 0 | 0 | 0 | 0 | 0 | 0 | 0
2003-04-11 | 1:00 | 48.2 | 0 | 0 | 0 | 0 | 0 | 0 | 0 | 0 | 0 | 0 | 0 | 0 | 0
2003-04-11 | 2:00 | 48.2 | 0 | 0 | 0 | 0 | 0 | 0 | 0 | 0 | 0 | 0 | 0 | 0 | 0
2003-04-11 | 3:00 | 48.2 | 0 | 0 | 0 | 0 | 0 | 0 | 0 | 0 | 0 | 0 | 0 | 0 | 0
2003-04-11 | 4:00 | 48.2 | 0 | 0 | 0 | 0 | 0 | 0 | 0 | 0 | 0 | 0 | 0 | 0 | 0
2003-04-11 | 5:00 | 51.8 | 0 | 0 | 0 | 0 | 0 | 0 | 0 | 0 | 0 | 0 | 0 | 0 | 0
2003-04-11 | 6:00 | 53.6 | 0 | 0 | 0 | 0 | 0 | 0 | 0 | 0 | 0 | 0 | 0 | 0 | 0
2003-04-11 | 7:00 | 53.6 | 139.1723 | 0.13917 | 114628.1201 | 114.6281 | 114.6281 | 0 | 32.7509 | 0 | 82.8598 | -82.7206 | 0 | 0 | 0
2003-04-11 | 8:00 | 53.6 | 8.9818 | 0.0089818 | 41186.5164 | 41.1865 | 41.1865 | 0 | 11.7676 | 0 | 29.772 | -29.763 | 0 | 0 | 0
2003-04-11 | 9:00 | 55.4 | 14098.7043 | 14.0987 | 3689.6862 | 3.6897 | 3.6897 | 0 | 1.0542 | 0 | 2.6671 | 11.4316 | 11.4316 | 0 | 0
2003-04-11 | 10:00 | 62.6 | 187695.7643 | 187.6958 | 2073.8292 | 2.0738 | 2.0738 | 0 | 0.59252 | 0 | 1.4991 | 186.1967 | 186.1967 | 0 | 0
2003-04-11 | 11:00 | 64.4 | 345560.9646 | 345.561 | 1387.6523 | 1.3877 | 1.3877 | 0 | 0.39647 | 0 | 1.0031 | 344.5579 | 344.5579 | 0 | 0
2003-04-11 | 12:00 | 68 | 429664.0618 | 429.6641 | 1410.1712 | 1.4102 | 1.4102 | 0 | 0.40291 | 0 | 1.0194 | 428.6447 | 428.6447 | 0 | 0
2003-04-11 | 13:00 | 73.4 | 552620.3975 | 552.6204 | 1713.6758 | 1.7137 | 1.7137 | 0 | 0.48962 | 0 | 1.2387 | 551.3817 | 551.3817 | 0 | 0
2003-04-11 | 14:00 | 71.6 | 640918.8033 | 640.9188 | 1088.2126 | 1.0882 | 1.0882 | 0 | 0.31092 | 0 | 0.78662 | 640.1322 | 640.1322 | 0 | 0
2003-04-11 | 15:00 | 71.6 | 679140.426 | 679.1404 | 581.7273 | 0.58173 | 0.58173 | 0 | 0.16621 | 0 | 0.42051 | 678.7199 | 678.7199 | 0 | 0
2003-04-11 | 16:00 | 69.8 | 656539.8143 | 656.5398 | 451.003 | 0.451 | 0.451 | 0 | 0.12886 | 0 | 0.32601 | 656.2138 | 656.2138 | 0 | 0
2003-04-11 | 17:00 | 68 | 581391.2345 | 581.3912 | 334.2873 | 0.33429 | 0.33429 | 0 | 0.095511 | 0 | 0.24164 | 581.1496 | 581.1496 | 0 | 0
2003-04-11 | 18:00 | 64.4 | 340727.0374 | 340.727 | 1467.8099 | 1.4678 | 1.4678 | 0 | 0.41937 | 0 | 1.061 | 339.666 | 339.666 | 0 | 0
2003-04-11 | 19:00 | 60.8 | 266378.5366 | 266.3785 | 1753.7843 | 1.7538 | 1.7538 | 0 | 0.50108 | 0 | 1.2677 | 265.1108 | 265.1108 | 0 | 0
2003-04-11 | 20:00 | 59 | 189488.2252 | 189.4882 | 4918.1537 | 4.9182 | 4.9182 | 0 | 1.4052 | 0 | 3.5551 | 185.9331 | 185.9331 | 0 | 0
2003-04-11 | 21:00 | 57.2 | 109298.8785 | 109.2989 | 13781.2937 | 13.7813 | 13.7813 | 0 | 3.9375 | 0 | 9.9619 | 99.337 | 99.337 | 0 | 0
2003-04-11 | 22:00 | 57.2 | 64325.8771 | 64.3259 | 22420.9583 | 22.421 | 22.421 | 0 | 6.406 | 0 | 16.2071 | 48.1187 | 48.1187 | 0 | 0
2003-04-11 | 23:00 | 57.2 | 0 | 0 | 0 | 0 | 0 | 0 | 0 | 0 | 0 | 0 | 0 | 0 | 0
2003-04-11 | 24:00 | 57.2 | 0 | 0 | 0 | 0 | 0 | 0 | 0 | 0 | 0 | 0 | 0 | 0 | 0
2003-04-12 | 1:00 | 57.2 | 0 | 0 | 0 | 0 | 0 | 0 | 0 | 0 | 0 | 0 | 0 | 0 | 0
2003-04-12 | 2:00 | 57.2 | 0 | 0 | 0 | 0 | 0 | 0 | 0 | 0 | 0 | 0 | 0 | 0 | 0
2003-04-12 | 3:00 | 55.4 | 0 | 0 | 0 | 0 | 0 | 0 | 0 | 0 | 0 | 0 | 0 | 0 | 0
2003-04-12 | 4:00 | 55.4 | 0 | 0 | 0 | 0 | 0 | 0 | 0 | 0 | 0 | 0 | 0 | 0 | 0
2003-04-12 | 5:00 | 53.6 | 0 | 0 | 0 | 0 | 0 | 0 | 0 | 0 | 0 | 0 | 0 | 0 | 0
2003-04-12 | 6:00 | 55.4 | 0 | 0 | 0 | 0 | 0 | 0 | 0 | 0 | 0 | 0 | 0 | 0 | 0
2003-04-12 | 7:00 | 57.2 | 43318.5501 | 43.3186 | 90463.5491 | 90.4635 | 90.4635 | 0 | 25.8467 | 0 | 65.3922 | -22.0737 | 0 | 0 | 0
2003-04-12 | 8:00 | 57.2 | 58321.1868 | 58.3212 | 21616.0428 | 21.616 | 21.616 | 0 | 6.176 | 0 | 15.6253 | 42.6959 | 42.6959 | 0 | 0
2003-04-12 | 9:00 | 62.6 | 217801.6159 | 217.8016 | 1998.5185 | 1.9985 | 1.9985 | 0 | 0.57101 | 0 | 1.4446 | 216.357 | 216.357 | 0 | 0
2003-04-12 | 10:00 | 64.4 | 339596.7106 | 339.5967 | 1225.8619 | 1.2259 | 1.2259 | 0 | 0.35025 | 0 | 0.88612 | 338.7106 | 338.7106 | 0 | 0
2003-04-12 | 11:00 | 68 | 433057.3622 | 433.0574 | 882.9455 | 0.88295 | 0.88295 | 0 | 0.25227 | 0 | 0.63824 | 432.4191 | 432.4191 | 0 | 0
2003-04-12 | 12:00 | 70.16 | 515399.6917 | 515.3997 | 938.0103 | 0.93801 | 0.93801 | 0 | 0.268 | 0 | 0.67805 | 514.7216 | 514.7216 | 0 | 0
2003-04-12 | 13:00 | 71.6 | 536931.1295 | 536.9311 | 1213.8816 | 1.2139 | 1.2139 | 0 | 0.34682 | 0 | 0.87746 | 536.0537 | 536.0537 | 0 | 0
2003-04-12 | 14:00 | 73.4 | 631190.27 | 631.1903 | 706.1157 | 0.70612 | 0.70612 | 0 | 0.20175 | 0 | 0.51042 | 630.6798 | 630.6798 | 0 | 0
2003-04-12 | 15:00 | 71.6 | 663339.9383 | 663.3399 | 303.2627 | 0.30326 | 0.30326 | 0 | 0.086646 | 0 | 0.21922 | 663.1207 | 663.1207 | 0 | 0
2003-04-12 | 16:00 | 68 | 545876.3826 | 545.8764 | 218.3949 | 0.21839 | 0.21839 | 0 | 0.062399 | 0 | 0.15787 | 545.7185 | 545.7185 | 0 | 0
2003-04-12 | 17:00 | 66.2 | 444355.4126 | 444.3554 | 133.318 | 0.13332 | 0.13332 | 0 | 0.038091 | 0 | 0.09637 | 444.259 | 444.259 | 0 | 0
2003-04-12 | 18:00 | 64.4 | 290775.6637 | 290.7757 | 1182.7844 | 1.1828 | 1.1828 | 0 | 0.33794 | 0 | 0.85498 | 289.9207 | 289.9207 | 0 | 0
2003-04-12 | 19:00 | 60.8 | 238431.9675 | 238.432 | 1466.1609 | 1.4662 | 1.4662 | 0 | 0.4189 | 0 | 1.0598 | 237.3721 | 237.3721 | 0 | 0
2003-04-12 | 20:00 | 59 | 163668.1178 | 163.6681 | 3858.1884 | 3.8582 | 3.8582 | 0 | 1.1023 | 0 | 2.7889 | 160.8792 | 160.8792 | 0 | 0
2003-04-12 | 21:00 | 57.2 | 91888.5704 | 91.8886 | 11565.5479 | 11.5655 | 11.5655 | 0 | 3.3044 | 0 | 8.3602 | 83.5283 | 83.5283 | 0 | 0
2003-04-12 | 22:00 | 57.2 | 54429.2782 | 54.4293 | 20108.7287 | 20.1087 | 20.1087 | 0 | 5.7454 | 0 | 14.5357 | 39.8935 | 39.8935 | 0 | 0
2003-04-12 | 23:00 | 57.2 | 0 | 0 | 0 | 0 | 0 | 0 | 0 | 0 | 0 | 0 | 0 | 0 | 0
2003-04-12 | 24:00 | 57.2 | 0 | 0 | 0 | 0 | 0 | 0 | 0 | 0 | 0 | 0 | 0 | 0 | 0
2003-04-13 | 1:00 | 57.2 | 0 | 0 | 0 | 0 | 0 | 0 | 0 | 0 | 0 | 0 | 0 | 0 | 0
2003-04-13 | 2:00 | 55.4 | 0 | 0 | 0 | 0 | 0 | 0 | 0 | 0 | 0 | 0 | 0 | 0 | 0
2003-04-13 | 3:00 | 55.4 | 0 | 0 | 0 | 0 | 0 | 0 | 0 | 0 | 0 | 0 | 0 | 0 | 0
2003-04-13 | 4:00 | 55.4 | 0 | 0 | 0 | 0 | 0 | 0 | 0 | 0 | 0 | 0 | 0 | 0 | 0
2003-04-13 | 5:00 | 55.4 | 0 | 0 | 0 | 0 | 0 | 0 | 0 | 0 | 0 | 0 | 0 | 0 | 0
2003-04-13 | 6:00 | 57.2 | 0 | 0 | 0 | 0 | 0 | 0 | 0 | 0 | 0 | 0 | 0 | 0 | 0
2003-04-13 | 7:00 | 57.2 | 62492.4851 | 62.4925 | 83405.1735 | 83.4052 | 83.4052 | 0 | 23.83 | 0 | 60.29 | 2.2025 | 2.2025 | 0 | 0
2003-04-13 | 8:00 | 59 | 110034.4464 | 110.0344 | 24282.9992 | 24.283 | 24.283 | 0 | 6.938 | 0 | 17.5531 | 92.4813 | 92.4813 | 0 | 0
2003-04-13 | 9:00 | 62.6 | 276549.3116 | 276.5493 | 2018.7646 | 2.0188 | 2.0188 | 0 | 0.57679 | 0 | 1.4593 | 275.09 | 275.09 | 0 | 0
2003-04-13 | 10:00 | 62.6 | 289296.7251 | 289.2967 | 1246.0788 | 1.2461 | 1.2461 | 0 | 0.35602 | 0 | 0.90074 | 288.396 | 288.396 | 0 | 0
2003-04-13 | 11:00 | 66.2 | 364006.0303 | 364.006 | 882.549 | 0.88255 | 0.88255 | 0 | 0.25216 | 0 | 0.63796 | 363.3681 | 363.3681 | 0 | 0
2003-04-13 | 12:00 | 68 | 446370.5796 | 446.3706 | 992.0553 | 0.99206 | 0.99206 | 0 | 0.28344 | 0 | 0.71711 | 445.6535 | 445.6535 | 0 | 0
2003-04-13 | 13:00 | 68 | 427311.1691 | 427.3112 | 1304.0469 | 1.304 | 1.304 | 0 | 0.37258 | 0 | 0.94264 | 426.3685 | 426.3685 | 0 | 0
2003-04-13 | 14:00 | 69.8 | 489489.1935 | 489.4892 | 767.5963 | 0.7676 | 0.7676 | 0 | 0.21931 | 0 | 0.55486 | 488.9343 | 488.9343 | 0 | 0
2003-04-13 | 15:00 | 68 | 498955.4687 | 498.9555 | 338.2128 | 0.33821 | 0.33821 | 0 | 0.096632 | 0 | 0.24448 | 498.711 | 498.711 | 0 | 0
2003-04-13 | 16:00 | 68 | 495488.0781 | 495.4881 | 253.2007 | 0.2532 | 0.2532 | 0 | 0.072343 | 0 | 0.18303 | 495.3051 | 495.3051 | 0 | 0
2003-04-13 | 17:00 | 64.4 | 432459.3895 | 432.4594 | 179.5497 | 0.17955 | 0.17955 | 0 | 0.0513 | 0 | 0.12979 | 432.3296 | 432.3296 | 0 | 0
2003-04-13 | 18:00 | 62.6 | 252832.6006 | 252.8326 | 887.7139 | 0.88771 | 0.88771 | 0 | 0.25363 | 0 | 0.64169 | 252.1909 | 252.1909 | 0 | 0
2003-04-13 | 19:00 | 60.8 | 207127.3266 | 207.1273 | 1150.2788 | 1.1503 | 1.1503 | 0 | 0.32865 | 0 | 0.83149 | 206.2958 | 206.2958 | 0 | 0
2003-04-13 | 20:00 | 59 | 154255.8906 | 154.2559 | 4863.2517 | 4.8633 | 4.8633 | 0 | 1.3895 | 0 | 3.5154 | 150.7405 | 150.7405 | 0 | 0
2003-04-13 | 21:00 | 57.2 | 83162.3323 | 83.1623 | 12736.9262 | 12.7369 | 12.7369 | 0 | 3.6391 | 0 | 9.207 | 73.9554 | 73.9554 | 0 | 0
2003-04-13 | 22:00 | 57.2 | 50060.1919 | 50.0602 | 19900.0739 | 19.9001 | 19.9001 | 0 | 5.6857 | 0 | 14.3849 | 35.6753 | 35.6753 | 0 | 0
2003-04-13 | 23:00 | 55.4 | 0 | 0 | 0 | 0 | 0 | 0 | 0 | 0 | 0 | 0 | 0 | 0 | 0
2003-04-13 | 24:00 | 55.4 | 0 | 0 | 0 | 0 | 0 | 0 | 0 | 0 | 0 | 0 | 0 | 0 | 0
2003-04-14 | 1:00 | 55.4 | 0 | 0 | 0 | 0 | 0 | 0 | 0 | 0 | 0 | 0 | 0 | 0 | 0
2003-04-14 | 2:00 | 55.4 | 0 | 0 | 0 | 0 | 0 | 0 | 0 | 0 | 0 | 0 | 0 | 0 | 0
2003-04-14 | 3:00 | 57.2 | 0 | 0 | 0 | 0 | 0 | 0 | 0 | 0 | 0 | 0 | 0 | 0 | 0
2003-04-14 | 4:00 | 57.2 | 0 | 0 | 0 | 0 | 0 | 0 | 0 | 0 | 0 | 0 | 0 | 0 | 0
2003-04-14 | 5:00 | 55.4 | 0 | 0 | 0 | 0 | 0 | 0 | 0 | 0 | 0 | 0 | 0 | 0 | 0
2003-04-14 | 6:00 | 54.68 | 0 | 0 | 0 | 0 | 0 | 0 | 0 | 0 | 0 | 0 | 0 | 0 | 0
2003-04-14 | 7:00 | 57.2 | 33406.5407 | 33.4065 | 88092.2702 | 88.0923 | 88.0923 | 0 | 25.1692 | 0 | 63.6781 | -30.2716 | 0 | 0 | 0
2003-04-14 | 8:00 | 55.4 | 34496.8779 | 34.4969 | 30299.7635 | 30.2998 | 30.2998 | 0 | 8.6571 | 0 | 21.9024 | 12.5945 | 12.5945 | 0 | 0
2003-04-14 | 9:00 | 55.4 | 50786.1387 | 50.7861 | 5457.1078 | 5.4571 | 5.4571 | 0 | 1.5592 | 0 | 3.9447 | 46.8414 | 46.8414 | 0 | 0
2003-04-14 | 10:00 | 55.4 | 104139.8214 | 104.1398 | 4511.8795 | 4.5119 | 4.5119 | 0 | 1.2891 | 0 | 3.2614 | 100.8784 | 100.8784 | 0 | 0
2003-04-14 | 11:00 | 57.2 | 199954.7705 | 199.9548 | 3769.8062 | 3.7698 | 3.7698 | 0 | 1.0771 | 0 | 2.725 | 197.2297 | 197.2297 | 0 | 0
2003-04-14 | 12:00 | 59 | 172152.372 | 172.1524 | 2070.5295 | 2.0705 | 2.0705 | 0 | 0.59158 | 0 | 1.4967 | 170.6557 | 170.6557 | 0 | 0
2003-04-14 | 13:00 | 55.4 | 83511.8003 | 83.5118 | 2810.4998 | 2.8105 | 2.8105 | 0 | 0.803 | 0 | 2.0316 | 81.4802 | 81.4802 | 0 | 0
2003-04-14 | 14:00 | 53.6 | 8955.5797 | 8.9556 | 8061.392 | 8.0614 | 8.0614 | 0 | 2.3033 | 0 | 5.8272 | 3.1283 | 3.1283 | 0 | 0
2003-04-14 | 15:00 | 51.8 | 4.3368 | 0.0043368 | 45173.539 | 45.1735 | 45.1735 | 0 | 12.9067 | 0 | 32.654 | -32.6497 | 0 | 0 | 0
2003-04-14 | 16:00 | 50 | 10.0992 | 0.010099 | 98295.9953 | 98.296 | 98.296 | 0 | 28.0846 | 0 | 71.054 | -71.0439 | 0 | 0 | 0
2003-04-14 | 17:00 | 48.2 | 14.8268 | 0.014827 | 157754.2469 | 157.7542 | 157.7542 | 0 | 42.6363 | 0 | 107.8698 | -107.855 | 0 | 0 | 0
2003-04-14 | 18:00 | 48.2 | 13.6872 | 0.013687 | 82383.1854 | 82.3832 | 82.3832 | 0 | 23.5381 | 0 | 59.5513 | -59.5376 | 0 | 0 | 0
2003-04-14 | 19:00 | 48.2 | 10.7496 | 0.01075 | 145481.2058 | 145.4812 | 145.4812 | 0 | 39.3192 | 0 | 99.4777 | -99.4669 | 0 | 0 | 0
2003-04-14 | 20:00 | 48.2 | 8.9577 | 0.0089577 | 183389.2451 | 183.3892 | 183.3892 | 0 | 49.5647 | 0 | 125.3986 | -125.3896 | 0 | 0 | 0
2003-04-14 | 21:00 | 48.2 | 0 | 0 | 95800.6204 | 95.8006 | 95.8006 | 0 | 27.3716 | 0 | 69.2502 | -69.2502 | 0 | 0 | 0
2003-04-14 | 22:00 | 46.4 | 1.1666 | 0.0011666 | 124945.7661 | 124.9458 | 124.9458 | 0 | 35.6988 | 0 | 90.3179 | -90.3168 | 0 | 0 | 0
2003-04-14 | 23:00 | 46.4 | 0 | 0 | 0 | 0 | 0 | 0 | 0 | 0 | 0 | 0 | 0 | 0 | 0
2003-04-14 | 24:00 | 46.4 | 0 | 0 | 0 | 0 | 0 | 0 | 0 | 0 | 0 | 0 | 0 | 0 | 0
2003-04-15 | 1:00 | 46.4 | 0 | 0 | 0 | 0 | 0 | 0 | 0 | 0 | 0 | 0 | 0 | 0 | 0
2003-04-15 | 2:00 | 48.2 | 0 | 0 | 0 | 0 | 0 | 0 | 0 | 0 | 0 | 0 | 0 | 0 | 0
2003-04-15 | 3:00 | 46.4 | 0 | 0 | 0 | 0 | 0 | 0 | 0 | 0 | 0 | 0 | 0 | 0 | 0
2003-04-15 | 4:00 | 46.4 | 0 | 0 | 0 | 0 | 0 | 0 | 0 | 0 | 0 | 0 | 0 | 0 | 0
2003-04-15 | 5:00 | 46.4 | 0 | 0 | 0 | 0 | 0 | 0 | 0 | 0 | 0 | 0 | 0 | 0 | 0
2003-04-15 | 6:00 | 48.2 | 0 | 0 | 0 | 0 | 0 | 0 | 0 | 0 | 0 | 0 | 0 | 0 | 0
2003-04-15 | 7:00 | 48.2 | 5.3401 | 0.0053401 | 248339.678 | 248.3397 | 248.3397 | 0 | 67.1188 | 0 | 169.8106 | -169.8053 | 0 | 0 | 0
2003-04-15 | 8:00 | 50 | 4.2049 | 0.0042049 | 171165.5609 | 171.1656 | 171.1656 | 0 | 46.261 | 0 | 117.0402 | -117.036 | 0 | 0 | 0
2003-04-15 | 9:00 | 53.6 | 3.489 | 0.003489 | 82231.5672 | 82.2316 | 82.2316 | 0 | 23.4947 | 0 | 59.4417 | -59.4382 | 0 | 0 | 0
2003-04-15 | 10:00 | 55.4 | 9734.4436 | 9.7344 | 26699.4853 | 26.6995 | 26.6995 | 0 | 7.6284 | 0 | 19.2999 | -9.5655 | 0 | 0 | 0
2003-04-15 | 11:00 | 57.2 | 41760.3624 | 41.7604 | 18206.1454 | 18.2061 | 18.2061 | 0 | 5.2018 | 0 | 13.1604 | 28.5999 | 28.5999 | 0 | 0
2003-04-15 | 12:00 | 59 | 69191.3973 | 69.1914 | 19985.0167 | 19.985 | 19.985 | 0 | 5.71 | 0 | 14.4463 | 54.7451 | 54.7451 | 0 | 0
2003-04-15 | 13:00 | 60.8 | 104544.9588 | 104.545 | 19772.8195 | 19.7728 | 19.7728 | 0 | 5.6494 | 0 | 14.2929 | 90.252 | 90.252 | 0 | 0
2003-04-15 | 14:00 | 60.8 | 122400.1713 | 122.4002 | 11659.1489 | 11.6591 | 11.6591 | 0 | 3.3312 | 0 | 8.4279 | 113.9723 | 113.9723 | 0 | 0
2003-04-15 | 15:00 | 62.06 | 143059.7508 | 143.0598 | 8934.9549 | 8.935 | 8.935 | 0 | 2.5528 | 0 | 6.4587 | 136.6011 | 136.6011 | 0 | 0
2003-04-15 | 16:00 | 62.6 | 167881.5172 | 167.8815 | 8165.5499 | 8.1655 | 8.1655 | 0 | 2.333 | 0 | 5.9025 | 161.979 | 161.979 | 0 | 0
2003-04-15 | 17:00 | 60.8 | 138057.6843 | 138.0577 | 7387.399 | 7.3874 | 7.3874 | 0 | 2.1107 | 0 | 5.34 | 132.7177 | 132.7177 | 0 | 0
2003-04-15 | 18:00 | 57.2 | 73132.4934 | 73.1325 | 27120.6696 | 27.1207 | 27.1207 | 0 | 7.7488 | 0 | 19.6044 | 53.5281 | 53.5281 | 0 | 0
2003-04-15 | 19:00 | 53.6 | 14140.2056 | 14.1402 | 7085.3373 | 7.0853 | 7.0853 | 0 | 2.0244 | 0 | 5.1217 | 9.0185 | 9.0185 | 0 | 0
2003-04-15 | 20:00 | 51.8 | 0 | 0 | 51311.2149 | 51.3112 | 51.3112 | 0 | 14.6603 | 0 | 37.0907 | -37.0907 | 0 | 0 | 0
2003-04-15 | 21:00 | 50 | 0 | 0 | 86915.2925 | 86.9153 | 86.9153 | 0 | 24.8329 | 0 | 62.8273 | -62.8273 | 0 | 0 | 0
2003-04-15 | 22:00 | 50 | 0 | 0 | 104402.0669 | 104.4021 | 104.4021 | 0 | 29.8292 | 0 | 75.4678 | -75.4678 | 0 | 0 | 0
2003-04-15 | 23:00 | 44.6 | 0 | 0 | 0 | 0 | 0 | 0 | 0 | 0 | 0 | 0 | 0 | 0 | 0
2003-04-15 | 24:00 | 46.4 | 0 | 0 | 0 | 0 | 0 | 0 | 0 | 0 | 0 | 0 | 0 | 0 | 0
2003-04-16 | 1:00 | 44.6 | 0 | 0 | 0 | 0 | 0 | 0 | 0 | 0 | 0 | 0 | 0 | 0 | 0
2003-04-16 | 2:00 | 44.6 | 0 | 0 | 0 | 0 | 0 | 0 | 0 | 0 | 0 | 0 | 0 | 0 | 0
2003-04-16 | 3:00 | 44.6 | 0 | 0 | 0 | 0 | 0 | 0 | 0 | 0 | 0 | 0 | 0 | 0 | 0
2003-04-16 | 4:00 | 41 | 0 | 0 | 0 | 0 | 0 | 0 | 0 | 0 | 0 | 0 | 0 | 0 | 0
2003-04-16 | 5:00 | 39.2 | 0 | 0 | 0 | 0 | 0 | 0 | 0 | 0 | 0 | 0 | 0 | 39.2 | 0
2003-04-16 | 6:00 | 42.8 | 0 | 0 | 0 | 0 | 0 | 0 | 0 | 0 | 0 | 0 | 0 | 0 | 0
2003-04-16 | 7:00 | 46.4 | 0.60926 | 0.00060926 | 182288.1925 | 182.2882 | 182.2882 | 0 | 49.2671 | 0 | 124.6457 | -124.6451 | 0 | 0 | 0
2003-04-16 | 8:00 | 51.8 | 0 | 0 | 100081.7329 | 100.0817 | 100.0817 | 0 | 28.5948 | 0 | 72.3448 | -72.3448 | 0 | 0 | 0
2003-04-16 | 9:00 | 55.4 | 3372.881 | 3.3729 | 52223.2972 | 52.2233 | 52.2233 | 0 | 14.9209 | 0 | 37.75 | -34.3771 | 0 | 0 | 0
2003-04-16 | 10:00 | 60.8 | 66369.2259 | 66.3692 | 41106.4477 | 41.1064 | 41.1064 | 0 | 11.7447 | 0 | 29.7141 | 36.6551 | 36.6551 | 0 | 0
2003-04-16 | 11:00 | 62.6 | 125566.6653 | 125.5667 | 17723.3047 | 17.7233 | 17.7233 | 0 | 5.0638 | 0 | 12.8114 | 112.7552 | 112.7552 | 0 | 0
2003-04-16 | 12:00 | 66.2 | 180118.7656 | 180.1188 | 15660.5534 | 15.6606 | 15.6606 | 0 | 4.4744 | 0 | 11.3203 | 168.7984 | 168.7984 | 0 | 0
2003-04-16 | 13:00 | 68 | 233975.8658 | 233.9759 | 31204.3254 | 31.2043 | 31.2043 | 0 | 8.9155 | 0 | 22.5563 | 211.4196 | 211.4196 | 0 | 0
2003-04-16 | 14:00 | 69.8 | 248190.0525 | 248.1901 | 22928.3366 | 22.9283 | 22.9283 | 0 | 6.551 | 0 | 16.5739 | 231.6161 | 231.6161 | 0 | 0
2003-04-16 | 15:00 | 66.2 | 238057.3208 | 238.0573 | 9316.4382 | 9.3164 | 9.3164 | 0 | 2.6618 | 0 | 6.7345 | 231.3229 | 231.3229 | 0 | 0
2003-04-16 | 16:00 | 66.2 | 206659.1942 | 206.6592 | 2848.5695 | 2.8486 | 2.8486 | 0 | 0.81388 | 0 | 2.0591 | 204.6001 | 204.6001 | 0 | 0
2003-04-16 | 17:00 | 64.4 | 187230.4034 | 187.2304 | 4771.4844 | 4.7715 | 4.7715 | 0 | 1.3633 | 0 | 3.4491 | 183.7813 | 183.7813 | 0 | 0
2003-04-16 | 18:00 | 60.8 | 131276.1142 | 131.2761 | 18324.2627 | 18.3243 | 18.3243 | 0 | 5.2355 | 0 | 13.2458 | 118.0303 | 118.0303 | 0 | 0
2003-04-16 | 19:00 | 57.2 | 72758.9394 | 72.7589 | 35463.1994 | 35.4632 | 35.4632 | 0 | 10.1323 | 0 | 25.6348 | 47.1241 | 47.1241 | 0 | 0
2003-04-16 | 20:00 | 53.6 | 14692.3513 | 14.6924 | 49928.7826 | 49.9288 | 49.9288 | 0 | 14.2654 | 0 | 36.0914 | -21.399 | 0 | 0 | 0
2003-04-16 | 21:00 | 51.8 | 0 | 0 | 78682.4374 | 78.6824 | 78.6824 | 0 | 22.4807 | 0 | 56.8762 | -56.8762 | 0 | 0 | 0
2003-04-16 | 22:00 | 50 | 0 | 0 | 110555.4595 | 110.5555 | 110.5555 | 0 | 31.5873 | 0 | 79.9158 | -79.9158 | 0 | 0 | 0
2003-04-16 | 23:00 | 46.4 | 0 | 0 | 0 | 0 | 0 | 0 | 0 | 0 | 0 | 0 | 0 | 0 | 0
2003-04-16 | 24:00 | 44.6 | 0 | 0 | 0 | 0 | 0 | 0 | 0 | 0 | 0 | 0 | 0 | 0 | 0
2003-04-17 | 1:00 | 44.6 | 0 | 0 | 0 | 0 | 0 | 0 | 0 | 0 | 0 | 0 | 0 | 0 | 0
2003-04-17 | 2:00 | 44.6 | 0 | 0 | 0 | 0 | 0 | 0 | 0 | 0 | 0 | 0 | 0 | 0 | 0
2003-04-17 | 3:00 | 42.8 | 0 | 0 | 0 | 0 | 0 | 0 | 0 | 0 | 0 | 0 | 0 | 0 | 0
2003-04-17 | 4:00 | 44.6 | 0 | 0 | 0 | 0 | 0 | 0 | 0 | 0 | 0 | 0 | 0 | 0 | 0
2003-04-17 | 5:00 | 46.4 | 0 | 0 | 0 | 0 | 0 | 0 | 0 | 0 | 0 | 0 | 0 | 0 | 0
2003-04-17 | 6:00 | 46.4 | 0 | 0 | 0 | 0 | 0 | 0 | 0 | 0 | 0 | 0 | 0 | 0 | 0
2003-04-17 | 7:00 | 48.2 | 5.3451 | 0.0053451 | 286741.0837 | 286.7411 | 286.7411 | 0 | 77.4976 | 0 | 196.0689 | -196.0636 | 0 | 0 | 0
2003-04-17 | 8:00 | 53.6 | 11.62 | 0.01162 | 94086.9399 | 94.0869 | 94.0869 | 0 | 26.882 | 0 | 68.0114 | -67.9998 | 0 | 0 | 0
2003-04-17 | 9:00 | 55.4 | 18948.2512 | 18.9483 | 11680.9682 | 11.681 | 11.681 | 0 | 3.3374 | 0 | 8.4437 | 10.5046 | 10.5046 | 0 | 0
2003-04-17 | 10:00 | 57.38 | 64056.1754 | 64.0562 | 7086.4395 | 7.0864 | 7.0864 | 0 | 2.0247 | 0 | 5.1225 | 58.9337 | 58.9337 | 0 | 0
2003-04-17 | 11:00 | 59 | 90396.6469 | 90.3966 | 5460.873 | 5.4609 | 5.4609 | 0 | 1.5602 | 0 | 3.9474 | 86.4492 | 86.4492 | 0 | 0
2003-04-17 | 12:00 | 62.6 | 158167.3885 | 158.1674 | 4466.3018 | 4.4663 | 4.4663 | 0 | 1.2761 | 0 | 3.2285 | 154.9389 | 154.9389 | 0 | 0
2003-04-17 | 13:00 | 60.8 | 175272.829 | 175.2728 | 4718.6997 | 4.7187 | 4.7187 | 0 | 1.3482 | 0 | 3.4109 | 171.8619 | 171.8619 | 0 | 0
2003-04-17 | 14:00 | 60.8 | 160566.4197 | 160.5664 | 3973.6382 | 3.9736 | 3.9736 | 0 | 1.1353 | 0 | 2.8724 | 157.694 | 157.694 | 0 | 0
2003-04-17 | 15:00 | 59 | 151801.8196 | 151.8018 | 3907.5702 | 3.9076 | 3.9076 | 0 | 1.1164 | 0 | 2.8246 | 148.9772 | 148.9772 | 0 | 0
2003-04-17 | 16:00 | 57.2 | 94752.8264 | 94.7528 | 3767.5315 | 3.7675 | 3.7675 | 0 | 1.0764 | 0 | 2.7234 | 92.0294 | 92.0294 | 0 | 0
2003-04-17 | 17:00 | 57.2 | 74846.3309 | 74.8463 | 1764.6711 | 1.7647 | 1.7647 | 0 | 0.50419 | 0 | 1.2756 | 73.5707 | 73.5707 | 0 | 0
2003-04-17 | 18:00 | 55.4 | 35406.6759 | 35.4067 | 3840.5977 | 3.8406 | 3.8406 | 0 | 1.0973 | 0 | 2.7762 | 32.6305 | 32.6305 | 0 | 0
2003-04-17 | 19:00 | 55.4 | 23548.5948 | 23.5486 | 5673.7256 | 5.6737 | 5.6737 | 0 | 1.6211 | 0 | 4.1013 | 19.4473 | 19.4473 | 0 | 0
2003-04-17 | 20:00 | 55.4 | 23113.8868 | 23.1139 | 13155.1311 | 13.1551 | 13.1551 | 0 | 3.7586 | 0 | 9.5093 | 13.6046 | 13.6046 | 0 | 0
2003-04-17 | 21:00 | 53.6 | 3651.8761 | 3.6519 | 27828.8345 | 27.8288 | 27.8288 | 0 | 7.9511 | 0 | 20.1163 | -16.4644 | 0 | 0 | 0
2003-04-17 | 22:00 | 53.6 | 6.4714 | 0.0064714 | 48800.3945 | 48.8004 | 48.8004 | 0 | 13.943 | 0 | 35.2757 | -35.2692 | 0 | 0 | 0
2003-04-17 | 23:00 | 55.4 | 0 | 0 | 0 | 0 | 0 | 0 | 0 | 0 | 0 | 0 | 0 | 0 | 0
2003-04-17 | 24:00 | 53.6 | 0 | 0 | 0 | 0 | 0 | 0 | 0 | 0 | 0 | 0 | 0 | 0 | 0
2003-04-18 | 1:00 | 53.6 | 0 | 0 | 0 | 0 | 0 | 0 | 0 | 0 | 0 | 0 | 0 | 0 | 0
2003-04-18 | 2:00 | 53.6 | 0 | 0 | 0 | 0 | 0 | 0 | 0 | 0 | 0 | 0 | 0 | 0 | 0
2003-04-18 | 3:00 | 53.6 | 0 | 0 | 0 | 0 | 0 | 0 | 0 | 0 | 0 | 0 | 0 | 0 | 0
2003-04-18 | 4:00 | 51.8 | 0 | 0 | 0 | 0 | 0 | 0 | 0 | 0 | 0 | 0 | 0 | 0 | 0
2003-04-18 | 5:00 | 53.6 | 0 | 0 | 0 | 0 | 0 | 0 | 0 | 0 | 0 | 0 | 0 | 0 | 0
2003-04-18 | 6:00 | 51.8 | 0 | 0 | 0 | 0 | 0 | 0 | 0 | 0 | 0 | 0 | 0 | 0 | 0
2003-04-18 | 7:00 | 53.6 | 4.8332 | 0.0048332 | 170223.2766 | 170.2233 | 170.2233 | 0 | 46.0063 | 0 | 116.3959 | -116.3911 | 0 | 0 | 0
2003-04-18 | 8:00 | 55.4 | 6322.724 | 6.3227 | 43515.6706 | 43.5157 | 43.5157 | 0 | 12.433 | 0 | 31.4556 | -25.1329 | 0 | 0 | 0
2003-04-18 | 9:00 | 57.2 | 54496.3611 | 54.4964 | 7535.4929 | 7.5355 | 7.5355 | 0 | 2.153 | 0 | 5.4471 | 49.0493 | 49.0493 | 0 | 0
2003-04-18 | 10:00 | 57.2 | 81404.2217 | 81.4042 | 6075.9336 | 6.0759 | 6.0759 | 0 | 1.736 | 0 | 4.392 | 77.0122 | 77.0122 | 0 | 0
2003-04-18 | 11:00 | 59 | 113933.4792 | 113.9335 | 5822.1784 | 5.8222 | 5.8222 | 0 | 1.6635 | 0 | 4.2086 | 109.7249 | 109.7249 | 0 | 0
2003-04-18 | 12:00 | 60.8 | 153046.1141 | 153.0461 | 3467.9113 | 3.4679 | 3.4679 | 0 | 0.99083 | 0 | 2.5068 | 150.5393 | 150.5393 | 0 | 0
2003-04-18 | 13:00 | 60.8 | 155925.3315 | 155.9253 | 3640.4752 | 3.6405 | 3.6405 | 0 | 1.0401 | 0 | 2.6315 | 153.2938 | 153.2938 | 0 | 0
2003-04-18 | 14:00 | 62.6 | 204953.2692 | 204.9533 | 2761.3423 | 2.7613 | 2.7613 | 0 | 0.78895 | 0 | 1.9961 | 202.9572 | 202.9572 | 0 | 0
2003-04-18 | 15:00 | 62.6 | 260806.2875 | 260.8063 | 2163.6264 | 2.1636 | 2.1636 | 0 | 0.61818 | 0 | 1.564 | 259.2423 | 259.2423 | 0 | 0
2003-04-18 | 16:00 | 62.6 | 266689.9172 | 266.6899 | 1621.1992 | 1.6212 | 1.6212 | 0 | 0.4632 | 0 | 1.1719 | 265.518 | 265.518 | 0 | 0
2003-04-18 | 17:00 | 60.8 | 229934.1063 | 229.9341 | 862.6713 | 0.86267 | 0.86267 | 0 | 0.24648 | 0 | 0.62359 | 229.3105 | 229.3105 | 0 | 0
2003-04-18 | 18:00 | 59 | 113503.6144 | 113.5036 | 1784.7108 | 1.7847 | 1.7847 | 0 | 0.50992 | 0 | 1.2901 | 112.2135 | 112.2135 | 0 | 0
2003-04-18 | 19:00 | 55.4 | 58913.9152 | 58.9139 | 2861.1083 | 2.8611 | 2.8611 | 0 | 0.81746 | 0 | 2.0682 | 56.8457 | 56.8457 | 0 | 0
2003-04-18 | 20:00 | 55.4 | 25450.8214 | 25.4508 | 10513.0863 | 10.5131 | 10.5131 | 0 | 3.0037 | 0 | 7.5995 | 17.8514 | 17.8514 | 0 | 0
2003-04-18 | 21:00 | 53.6 | 3926.0362 | 3.926 | 22846.1626 | 22.8462 | 22.8462 | 0 | 6.5275 | 0 | 16.5145 | -12.5885 | 0 | 0 | 0
2003-04-18 | 22:00 | 53.6 | 5.8255 | 0.0058255 | 39536.8911 | 39.5369 | 39.5369 | 0 | 11.2963 | 0 | 28.5795 | -28.5737 | 0 | 0 | 0
2003-04-18 | 23:00 | 51.8 | 0 | 0 | 0 | 0 | 0 | 0 | 0 | 0 | 0 | 0 | 0 | 0 | 0
2003-04-18 | 24:00 | 48.2 | 0 | 0 | 0 | 0 | 0 | 0 | 0 | 0 | 0 | 0 | 0 | 0 | 0
2003-04-19 | 1:00 | 46.4 | 0 | 0 | 0 | 0 | 0 | 0 | 0 | 0 | 0 | 0 | 0 | 0 | 0
2003-04-19 | 2:00 | 46.4 | 0 | 0 | 0 | 0 | 0 | 0 | 0 | 0 | 0 | 0 | 0 | 0 | 0
2003-04-19 | 3:00 | 44.6 | 0 | 0 | 0 | 0 | 0 | 0 | 0 | 0 | 0 | 0 | 0 | 0 | 0
2003-04-19 | 4:00 | 43.88 | 0 | 0 | 0 | 0 | 0 | 0 | 0 | 0 | 0 | 0 | 0 | 0 | 0
2003-04-19 | 5:00 | 42.8 | 0 | 0 | 0 | 0 | 0 | 0 | 0 | 0 | 0 | 0 | 0 | 0 | 0
2003-04-19 | 6:00 | 44.6 | 0 | 0 | 0 | 0 | 0 | 0 | 0 | 0 | 0 | 0 | 0 | 0 | 0
2003-04-19 | 7:00 | 50 | 1.449 | 0.001449 | 241032.3534 | 241.0324 | 241.0324 | 0 | 65.1439 | 0 | 164.814 | -164.8126 | 0 | 0 | 0
2003-04-19 | 8:00 | 53.6 | 3.4494 | 0.0034494 | 64856.8542 | 64.8569 | 64.8569 | 0 | 18.5305 | 0 | 46.8822 | -46.8788 | 0 | 0 | 0
2003-04-19 | 9:00 | 57.2 | 36198.3533 | 36.1984 | 8020.2824 | 8.0203 | 8.0203 | 0 | 2.2915 | 0 | 5.7975 | 30.4008 | 30.4008 | 0 | 0
2003-04-19 | 10:00 | 60.8 | 149701.3765 | 149.7014 | 4947.9007 | 4.9479 | 4.9479 | 0 | 1.4137 | 0 | 3.5766 | 146.1248 | 146.1248 | 0 | 0
2003-04-19 | 11:00 | 65.84 | 299294.154 | 299.2942 | 3337.9183 | 3.3379 | 3.3379 | 0 | 0.95369 | 0 | 2.4128 | 296.8813 | 296.8813 | 0 | 0
2003-04-19 | 12:00 | 69.8 | 378175.9082 | 378.1759 | 2817.713 | 2.8177 | 2.8177 | 0 | 0.80506 | 0 | 2.0368 | 376.1391 | 376.1391 | 0 | 0
2003-04-19 | 13:00 | 73.4 | 465311.6409 | 465.3116 | 2879.297 | 2.8793 | 2.8793 | 0 | 0.82266 | 0 | 2.0813 | 463.2303 | 463.2303 | 0 | 0
2003-04-19 | 14:00 | 75.2 | 590978.1078 | 590.9781 | 1607.7723 | 1.6078 | 1.6078 | 0 | 0.45936 | 0 | 1.1622 | 589.8159 | 589.8159 | 0 | 0
2003-04-19 | 15:00 | 73.4 | 670467.3398 | 670.4673 | 769.5313 | 0.76953 | 0.76953 | 0 | 0.21987 | 0 | 0.55626 | 669.9111 | 669.9111 | 0 | 0
2003-04-19 | 16:00 | 73.4 | 673099.5683 | 673.0996 | 607.3357 | 0.60734 | 0.60734 | 0 | 0.17352 | 0 | 0.43902 | 672.6606 | 672.6606 | 0 | 0
2003-04-19 | 17:00 | 71.6 | 684996.7698 | 684.9968 | 461.7585 | 0.46176 | 0.46176 | 0 | 0.13193 | 0 | 0.33379 | 684.663 | 684.663 | 0 | 0
2003-04-19 | 18:00 | 68 | 423267.1667 | 423.2672 | 1199.8617 | 1.1999 | 1.1999 | 0 | 0.34282 | 0 | 0.86733 | 422.3998 | 422.3998 | 0 | 0
2003-04-19 | 19:00 | 64.4 | 354597.2237 | 354.5972 | 1441.838 | 1.4418 | 1.4418 | 0 | 0.41195 | 0 | 1.0422 | 353.555 | 353.555 | 0 | 0
2003-04-19 | 20:00 | 60.8 | 241429.3257 | 241.4293 | 4728.4856 | 4.7285 | 4.7285 | 0 | 1.351 | 0 | 3.418 | 238.0113 | 238.0113 | 0 | 0
2003-04-19 | 21:00 | 59 | 125631.3716 | 125.6314 | 13742.584 | 13.7426 | 13.7426 | 0 | 3.9265 | 0 | 9.9339 | 115.6974 | 115.6974 | 0 | 0
2003-04-19 | 22:00 | 55.4 | 44666.404 | 44.6664 | 22702.8618 | 22.7029 | 22.7029 | 0 | 6.4865 | 0 | 16.4109 | 28.2555 | 28.2555 | 0 | 0
2003-04-19 | 23:00 | 53.6 | 0 | 0 | 0 | 0 | 0 | 0 | 0 | 0 | 0 | 0 | 0 | 0 | 0
2003-04-19 | 24:00 | 53.6 | 0 | 0 | 0 | 0 | 0 | 0 | 0 | 0 | 0 | 0 | 0 | 0 | 0
2003-04-20 | 1:00 | 51.8 | 0 | 0 | 0 | 0 | 0 | 0 | 0 | 0 | 0 | 0 | 0 | 0 | 0
2003-04-20 | 2:00 | 50 | 0 | 0 | 0 | 0 | 0 | 0 | 0 | 0 | 0 | 0 | 0 | 0 | 0
2003-04-20 | 3:00 | 48.2 | 0 | 0 | 0 | 0 | 0 | 0 | 0 | 0 | 0 | 0 | 0 | 0 | 0
2003-04-20 | 4:00 | 48.2 | 0 | 0 | 0 | 0 | 0 | 0 | 0 | 0 | 0 | 0 | 0 | 0 | 0
2003-04-20 | 5:00 | 46.4 | 0 | 0 | 0 | 0 | 0 | 0 | 0 | 0 | 0 | 0 | 0 | 0 | 0
2003-04-20 | 6:00 | 48.2 | 0 | 0 | 0 | 0 | 0 | 0 | 0 | 0 | 0 | 0 | 0 | 0 | 0
2003-04-20 | 7:00 | 55.4 | 3557.2006 | 3.5572 | 136869.4339 | 136.8694 | 136.8694 | 0 | 36.9917 | 0 | 93.5891 | -90.0319 | 0 | 0 | 0
2003-04-20 | 8:00 | 62.6 | 101919.9446 | 101.9199 | 27165.3234 | 27.1653 | 27.1653 | 0 | 7.7615 | 0 | 19.6366 | 82.2833 | 82.2833 | 0 | 0
2003-04-20 | 9:00 | 66.2 | 352775.8479 | 352.7758 | 2832.4332 | 2.8324 | 2.8324 | 0 | 0.80927 | 0 | 2.0474 | 350.7284 | 350.7284 | 0 | 0
2003-04-20 | 10:00 | 73.4 | 534722.0457 | 534.722 | 1760.3983 | 1.7604 | 1.7604 | 0 | 0.50297 | 0 | 1.2725 | 533.4495 | 533.4495 | 0 | 0
2003-04-20 | 11:00 | 75.2 | 674185.9342 | 674.1859 | 1125.0777 | 1.1251 | 1.1251 | 0 | 0.32145 | 0 | 0.81327 | 673.3727 | 673.3727 | 0 | 0
2003-04-20 | 12:00 | 75.2 | 658185.0264 | 658.185 | 1101.2068 | 1.1012 | 1.1012 | 0 | 0.31463 | 0 | 0.79602 | 657.389 | 657.389 | 0 | 0
2003-04-20 | 13:00 | 75.2 | 619638.0236 | 619.638 | 1308.9988 | 1.309 | 1.309 | 0 | 0.374 | 0 | 0.94622 | 618.6918 | 618.6918 | 0 | 0
2003-04-20 | 14:00 | 78.8 | 744924.9826 | 744.925 | 763.6707 | 0.76367 | 0.76367 | 0 | 0.21819 | 0 | 0.55202 | 744.373 | 744.373 | 0 | 0
2003-04-20 | 15:00 | 75.2 | 788437.2684 | 788.4373 | 318.2495 | 0.31825 | 0.31825 | 0 | 0.090928 | 0 | 0.23005 | 788.2072 | 788.2072 | 0 | 0
2003-04-20 | 16:00 | 73.4 | 679902.3418 | 679.9023 | 205.0543 | 0.20505 | 0.20505 | 0 | 0.058587 | 0 | 0.14822 | 679.7541 | 679.7541 | 0 | 0
2003-04-20 | 17:00 | 71.6 | 637851.9867 | 637.852 | 96.7572 | 0.096757 | 0.096757 | 0 | 0.027645 | 0 | 0.069942 | 637.782 | 637.782 | 0 | 0
2003-04-20 | 18:00 | 69.8 | 467060.6788 | 467.0607 | 757.9573 | 0.75796 | 0.75796 | 0 | 0.21656 | 0 | 0.54789 | 466.5128 | 466.5128 | 0 | 0
2003-04-20 | 19:00 | 64.4 | 371016.1148 | 371.0161 | 992.8339 | 0.99283 | 0.99283 | 0 | 0.28367 | 0 | 0.71768 | 370.2984 | 370.2984 | 0 | 0
2003-04-20 | 20:00 | 59 | 199445.6117 | 199.4456 | 2806.3969 | 2.8064 | 2.8064 | 0 | 0.80183 | 0 | 2.0286 | 197.417 | 197.417 | 0 | 0
2003-04-20 | 21:00 | 60.8 | 134180.7105 | 134.1807 | 9846.4074 | 9.8464 | 9.8464 | 0 | 2.8133 | 0 | 7.1175 | 127.0632 | 127.0632 | 0 | 0
2003-04-20 | 22:00 | 59 | 99962.975 | 99.963 | 17143.7505 | 17.1438 | 17.1438 | 0 | 4.8982 | 0 | 12.3925 | 87.5705 | 87.5705 | 0 | 0
2003-04-20 | 23:00 | 57.2 | 0 | 0 | 0 | 0 | 0 | 0 | 0 | 0 | 0 | 0 | 0 | 0 | 0
2003-04-20 | 24:00 | 57.2 | 0 | 0 | 0 | 0 | 0 | 0 | 0 | 0 | 0 | 0 | 0 | 0 | 0
2003-04-21 | 1:00 | 53.6 | 0 | 0 | 0 | 0 | 0 | 0 | 0 | 0 | 0 | 0 | 0 | 0 | 0
2003-04-21 | 2:00 | 53.6 | 0 | 0 | 0 | 0 | 0 | 0 | 0 | 0 | 0 | 0 | 0 | 0 | 0
2003-04-21 | 3:00 | 51.8 | 0 | 0 | 0 | 0 | 0 | 0 | 0 | 0 | 0 | 0 | 0 | 0 | 0
2003-04-21 | 4:00 | 51.8 | 0 | 0 | 0 | 0 | 0 | 0 | 0 | 0 | 0 | 0 | 0 | 0 | 0
2003-04-21 | 5:00 | 50 | 0 | 0 | 0 | 0 | 0 | 0 | 0 | 0 | 0 | 0 | 0 | 0 | 0
2003-04-21 | 6:00 | 51.8 | 0 | 0 | 0 | 0 | 0 | 0 | 0 | 0 | 0 | 0 | 0 | 0 | 0
2003-04-21 | 7:00 | 53.6 | 5.1469 | 0.0051469 | 117820.45 | 117.8205 | 117.8205 | 0 | 33.663 | 0 | 85.1674 | -85.1622 | 0 | 0 | 0
2003-04-21 | 8:00 | 55.4 | 7018.5957 | 7.0186 | 25574.1206 | 25.5741 | 25.5741 | 0 | 7.3069 | 0 | 18.4864 | -11.4678 | 0 | 0 | 0
2003-04-21 | 9:00 | 57.2 | 59372.8137 | 59.3728 | 2148.7282 | 2.1487 | 2.1487 | 0 | 0.61392 | 0 | 1.5532 | 57.8196 | 57.8196 | 0 | 0
2003-04-21 | 10:00 | 60.8 | 158679.3482 | 158.6793 | 1412.571 | 1.4126 | 1.4126 | 0 | 0.40359 | 0 | 1.0211 | 157.6583 | 157.6583 | 0 | 0
2003-04-21 | 11:00 | 62.6 | 245199.2843 | 245.1993 | 1015.4968 | 1.0155 | 1.0155 | 0 | 0.29014 | 0 | 0.73406 | 244.4652 | 244.4652 | 0 | 0
2003-04-21 | 12:00 | 64.4 | 277519.3043 | 277.5193 | 1122.9582 | 1.123 | 1.123 | 0 | 0.32085 | 0 | 0.81174 | 276.7076 | 276.7076 | 0 | 0
2003-04-21 | 13:00 | 62.6 | 246600.1298 | 246.6001 | 1504.8447 | 1.5048 | 1.5048 | 0 | 0.42996 | 0 | 1.0878 | 245.5123 | 245.5123 | 0 | 0
2003-04-21 | 14:00 | 64.4 | 277837.9857 | 277.838 | 954.2278 | 0.95423 | 0.95423 | 0 | 0.27264 | 0 | 0.68977 | 277.1482 | 277.1482 | 0 | 0
2003-04-21 | 15:00 | 62.6 | 295903.7972 | 295.9038 | 525.5584 | 0.52556 | 0.52556 | 0 | 0.15016 | 0 | 0.3799 | 295.5239 | 295.5239 | 0 | 0
2003-04-21 | 16:00 | 62.6 | 266592.4132 | 266.5924 | 418.401 | 0.4184 | 0.4184 | 0 | 0.11954 | 0 | 0.30244 | 266.29 | 266.29 | 0 | 0
2003-04-21 | 17:00 | 60.8 | 234817.3408 | 234.8173 | 332.8356 | 0.33284 | 0.33284 | 0 | 0.095096 | 0 | 0.24059 | 234.5767 | 234.5767 | 0 | 0
2003-04-21 | 18:00 | 57.2 | 97696.3225 | 97.6963 | 1160.1118 | 1.1601 | 1.1601 | 0 | 0.33146 | 0 | 0.8386 | 96.8577 | 96.8577 | 0 | 0
2003-04-21 | 19:00 | 55.4 | 43518.4485 | 43.5184 | 1480.0421 | 1.48 | 1.48 | 0 | 0.42287 | 0 | 1.0699 | 42.4486 | 42.4486 | 0 | 0
2003-04-21 | 20:00 | 55.4 | 24359.5406 | 24.3595 | 7371.7167 | 7.3717 | 7.3717 | 0 | 2.1062 | 0 | 5.3287 | 19.0308 | 19.0308 | 0 | 0
2003-04-21 | 21:00 | 53.6 | 3801.7196 | 3.8017 | 19472.5606 | 19.4726 | 19.4726 | 0 | 5.5636 | 0 | 14.0759 | -10.2742 | 0 | 0 | 0
2003-04-21 | 22:00 | 51.8 | 1.5427 | 0.0015427 | 48333.0142 | 48.333 | 48.333 | 0 | 13.8094 | 0 | 34.9379 | -34.9363 | 0 | 0 | 0
2003-04-21 | 23:00 | 53.6 | 0 | 0 | 0 | 0 | 0 | 0 | 0 | 0 | 0 | 0 | 0 | 0 | 0
2003-04-21 | 24:00 | 51.8 | 0 | 0 | 0 | 0 | 0 | 0 | 0 | 0 | 0 | 0 | 0 | 0 | 0
2003-04-22 | 1:00 | 51.8 | 0 | 0 | 0 | 0 | 0 | 0 | 0 | 0 | 0 | 0 | 0 | 0 | 0
2003-04-22 | 2:00 | 50 | 0 | 0 | 0 | 0 | 0 | 0 | 0 | 0 | 0 | 0 | 0 | 0 | 0
2003-04-22 | 3:00 | 50 | 0 | 0 | 0 | 0 | 0 | 0 | 0 | 0 | 0 | 0 | 0 | 0 | 0
2003-04-22 | 4:00 | 50 | 0 | 0 | 0 | 0 | 0 | 0 | 0 | 0 | 0 | 0 | 0 | 0 | 0
2003-04-22 | 5:00 | 48.2 | 0 | 0 | 0 | 0 | 0 | 0 | 0 | 0 | 0 | 0 | 0 | 0 | 0
2003-04-22 | 6:00 | 48.2 | 0 | 0 | 0 | 0 | 0 | 0 | 0 | 0 | 0 | 0 | 0 | 0 | 0
2003-04-22 | 7:00 | 51.8 | 0.74832 | 0.00074832 | 170879.4758 | 170.8795 | 170.8795 | 0 | 46.1836 | 0 | 116.8446 | -116.8439 | 0 | 0 | 0
2003-04-22 | 8:00 | 51.8 | 0 | 0 | 97359.4031 | 97.3594 | 97.3594 | 0 | 27.817 | 0 | 70.3769 | -70.3769 | 0 | 0 | 0
2003-04-22 | 9:00 | 55.4 | 2753.3613 | 2.7534 | 41772.3434 | 41.7723 | 41.7723 | 0 | 11.935 | 0 | 30.1954 | -27.4421 | 0 | 0 | 0
2003-04-22 | 10:00 | 57.2 | 31577.7558 | 31.5778 | 10214.3896 | 10.2144 | 10.2144 | 0 | 2.9184 | 0 | 7.3835 | 24.1942 | 24.1942 | 0 | 0
2003-04-22 | 11:00 | 57.2 | 51385.8978 | 51.3859 | 6722.9306 | 6.7229 | 6.7229 | 0 | 1.9208 | 0 | 4.8597 | 46.5262 | 46.5262 | 0 | 0
2003-04-22 | 12:00 | 57.2 | 51953.4626 | 51.9535 | 10093.9257 | 10.0939 | 10.0939 | 0 | 2.884 | 0 | 7.2965 | 44.657 | 44.657 | 0 | 0
2003-04-22 | 13:00 | 60.8 | 87871.6915 | 87.8717 | 11831.7373 | 11.8317 | 11.8317 | 0 | 3.3805 | 0 | 8.5527 | 79.319 | 79.319 | 0 | 0
2003-04-22 | 14:00 | 57.2 | 83074.5914 | 83.0746 | 7214.1869 | 7.2142 | 7.2142 | 0 | 2.0612 | 0 | 5.2148 | 77.8598 | 77.8598 | 0 | 0
2003-04-22 | 15:00 | 60.8 | 89417.9888 | 89.418 | 6306.9447 | 6.3069 | 6.3069 | 0 | 1.802 | 0 | 4.559 | 84.859 | 84.859 | 0 | 0
2003-04-22 | 16:00 | 57.2 | 80613.342 | 80.6133 | 6907.8086 | 6.9078 | 6.9078 | 0 | 1.9737 | 0 | 4.9934 | 75.62 | 75.62 | 0 | 0
2003-04-22 | 17:00 | 57.2 | 61045.9471 | 61.0459 | 14308.8917 | 14.3089 | 14.3089 | 0 | 4.0883 | 0 | 10.3433 | 50.7027 | 50.7027 | 0 | 0
2003-04-22 | 18:00 | 55.4 | 28847.4803 | 28.8475 | 39752.8206 | 39.7528 | 39.7528 | 0 | 11.3579 | 0 | 28.7356 | 0.11187 | 0.11187 | 0 | 0
2003-04-22 | 19:00 | 55.4 | 15223.6212 | 15.2236 | 4879.2375 | 4.8792 | 4.8792 | 0 | 1.3941 | 0 | 3.527 | 11.6966 | 11.6966 | 0 | 0
2003-04-22 | 20:00 | 53.6 | 2642.6555 | 2.6427 | 31948.46 | 31.9485 | 31.9485 | 0 | 9.1281 | 0 | 23.0942 | -20.4515 | 0 | 0 | 0
2003-04-22 | 21:00 | 51.8 | 0 | 0 | 62446.2175 | 62.4462 | 62.4462 | 0 | 17.8418 | 0 | 45.1397 | -45.1397 | 0 | 0 | 0
2003-04-22 | 22:00 | 48.2 | 0 | 0 | 104111.1723 | 104.1112 | 104.1112 | 0 | 29.746 | 0 | 75.2575 | -75.2575 | 0 | 0 | 0
2003-04-22 | 23:00 | 48.2 | 0 | 0 | 0 | 0 | 0 | 0 | 0 | 0 | 0 | 0 | 0 | 0 | 0
2003-04-22 | 24:00 | 50 | 0 | 0 | 0 | 0 | 0 | 0 | 0 | 0 | 0 | 0 | 0 | 0 | 0
2003-04-23 | 1:00 | 50 | 0 | 0 | 0 | 0 | 0 | 0 | 0 | 0 | 0 | 0 | 0 | 0 | 0
2003-04-23 | 2:00 | 48.2 | 0 | 0 | 0 | 0 | 0 | 0 | 0 | 0 | 0 | 0 | 0 | 0 | 0
2003-04-23 | 3:00 | 48.2 | 0 | 0 | 0 | 0 | 0 | 0 | 0 | 0 | 0 | 0 | 0 | 0 | 0
2003-04-23 | 4:00 | 46.4 | 0 | 0 | 0 | 0 | 0 | 0 | 0 | 0 | 0 | 0 | 0 | 0 | 0
2003-04-23 | 5:00 | 46.4 | 0 | 0 | 0 | 0 | 0 | 0 | 0 | 0 | 0 | 0 | 0 | 0 | 0
2003-04-23 | 6:00 | 48.2 | 0 | 0 | 0 | 0 | 0 | 0 | 0 | 0 | 0 | 0 | 0 | 0 | 0
2003-04-23 | 7:00 | 51.8 | 0.061113 | 6.1113e-05 | 102035.5438 | 102.0355 | 102.0355 | 0 | 29.153 | 0 | 73.7571 | -73.7571 | 0 | 0 | 0
2003-04-23 | 8:00 | 51.8 | 0 | 0 | 70151.416 | 70.1514 | 70.1514 | 0 | 20.0433 | 0 | 50.7095 | -50.7095 | 0 | 0 | 0
2003-04-23 | 9:00 | 57.2 | 13755.3438 | 13.7553 | 43230.532 | 43.2305 | 43.2305 | 0 | 12.3516 | 0 | 31.2495 | -17.4942 | 0 | 0 | 0
2003-04-23 | 10:00 | 59.18 | 64631.1913 | 64.6312 | 34895.3468 | 34.8953 | 34.8953 | 0 | 9.9701 | 0 | 25.2244 | 39.4068 | 39.4068 | 0 | 0
2003-04-23 | 11:00 | 60.8 | 85091.3894 | 85.0914 | 14161.1002 | 14.1611 | 14.1611 | 0 | 4.046 | 0 | 10.2365 | 74.8549 | 74.8549 | 0 | 0
2003-04-23 | 12:00 | 64.4 | 152955.0522 | 152.9551 | 12193.26 | 12.1933 | 12.1933 | 0 | 3.4838 | 0 | 8.814 | 144.1411 | 144.1411 | 0 | 0
2003-04-23 | 13:00 | 64.4 | 175314.1643 | 175.3142 | 26400.1143 | 26.4001 | 26.4001 | 0 | 7.5429 | 0 | 19.0835 | 156.2307 | 156.2307 | 0 | 0
2003-04-23 | 14:00 | 64.4 | 177749.6663 | 177.7497 | 25157.2699 | 25.1573 | 25.1573 | 0 | 7.1878 | 0 | 18.1851 | 159.5646 | 159.5646 | 0 | 0
2003-04-23 | 15:00 | 62.6 | 161164.4647 | 161.1645 | 13481.4374 | 13.4814 | 13.4814 | 0 | 3.8518 | 0 | 9.7452 | 151.4193 | 151.4193 | 0 | 0
2003-04-23 | 16:00 | 64.4 | 169395.5879 | 169.3956 | 9591.9033 | 9.5919 | 9.5919 | 0 | 2.7405 | 0 | 6.9336 | 162.462 | 162.462 | 0 | 0
2003-04-23 | 17:00 | 62.6 | 162929.6258 | 162.9296 | 8384.694 | 8.3847 | 8.3847 | 0 | 2.3956 | 0 | 6.0609 | 156.8687 | 156.8687 | 0 | 0
2003-04-23 | 18:00 | 60.8 | 124470.9899 | 124.471 | 18778.5552 | 18.7786 | 18.7786 | 0 | 5.3653 | 0 | 13.5742 | 110.8968 | 110.8968 | 0 | 0
2003-04-23 | 19:00 | 55.4 | 53864.8568 | 53.8649 | 37508.1736 | 37.5082 | 37.5082 | 0 | 10.7166 | 0 | 27.1131 | 26.7518 | 26.7518 | 0 | 0
2003-04-23 | 20:00 | 55.4 | 15545.7832 | 15.5458 | 47669.1303 | 47.6691 | 47.6691 | 0 | 13.6198 | 0 | 34.458 | -18.9122 | 0 | 0 | 0
2003-04-23 | 21:00 | 53.6 | 2722.3038 | 2.7223 | 58347.2546 | 58.3473 | 58.3473 | 0 | 16.6706 | 0 | 42.1767 | -39.4544 | 0 | 0 | 0
2003-04-23 | 22:00 | 53.6 | 0 | 0 | 70421.2273 | 70.4212 | 70.4212 | 0 | 20.1204 | 0 | 50.9045 | -50.9045 | 0 | 0 | 0
2003-04-23 | 23:00 | 53.6 | 0 | 0 | 0 | 0 | 0 | 0 | 0 | 0 | 0 | 0 | 0 | 0 | 0
2003-04-23 | 24:00 | 51.8 | 0 | 0 | 0 | 0 | 0 | 0 | 0 | 0 | 0 | 0 | 0 | 0 | 0
2003-04-24 | 1:00 | 51.8 | 0 | 0 | 0 | 0 | 0 | 0 | 0 | 0 | 0 | 0 | 0 | 0 | 0
2003-04-24 | 2:00 | 51.8 | 0 | 0 | 0 | 0 | 0 | 0 | 0 | 0 | 0 | 0 | 0 | 0 | 0
2003-04-24 | 3:00 | 51.8 | 0 | 0 | 0 | 0 | 0 | 0 | 0 | 0 | 0 | 0 | 0 | 0 | 0
2003-04-24 | 4:00 | 51.8 | 0 | 0 | 0 | 0 | 0 | 0 | 0 | 0 | 0 | 0 | 0 | 0 | 0
2003-04-24 | 5:00 | 53.6 | 0 | 0 | 0 | 0 | 0 | 0 | 0 | 0 | 0 | 0 | 0 | 0 | 0
2003-04-24 | 6:00 | 53.6 | 0 | 0 | 0 | 0 | 0 | 0 | 0 | 0 | 0 | 0 | 0 | 0 | 0
2003-04-24 | 7:00 | 53.6 | 3.424 | 0.003424 | 198080.3354 | 198.0803 | 198.0803 | 0 | 53.5352 | 0 | 135.4441 | -135.4407 | 0 | 0 | 0
2003-04-24 | 8:00 | 53.6 | 9.6932 | 0.0096932 | 66172.0773 | 66.1721 | 66.1721 | 0 | 18.9063 | 0 | 47.833 | -47.8233 | 0 | 0 | 0
2003-04-24 | 9:00 | 57.2 | 37094.4832 | 37.0945 | 7851.2895 | 7.8513 | 7.8513 | 0 | 2.2432 | 0 | 5.6754 | 31.4191 | 31.4191 | 0 | 0
2003-04-24 | 10:00 | 57.2 | 80735.0113 | 80.735 | 5320.4815 | 5.3205 | 5.3205 | 0 | 1.5201 | 0 | 3.8459 | 76.8891 | 76.8891 | 0 | 0
2003-04-24 | 11:00 | 60.8 | 150603.7719 | 150.6038 | 4127.31 | 4.1273 | 4.1273 | 0 | 1.1792 | 0 | 2.9835 | 147.6203 | 147.6203 | 0 | 0
2003-04-24 | 12:00 | 64.4 | 246371.2547 | 246.3713 | 3261.8178 | 3.2618 | 3.2618 | 0 | 0.93195 | 0 | 2.3578 | 244.0134 | 244.0134 | 0 | 0
2003-04-24 | 13:00 | 66.2 | 295284.3176 | 295.2843 | 3322.319 | 3.3223 | 3.3223 | 0 | 0.94923 | 0 | 2.4016 | 292.8828 | 292.8828 | 0 | 0
2003-04-24 | 14:00 | 66.2 | 352916.3857 | 352.9164 | 2322.6885 | 2.3227 | 2.3227 | 0 | 0.66363 | 0 | 1.679 | 351.2374 | 351.2374 | 0 | 0
2003-04-24 | 15:00 | 69.8 | 479058.6636 | 479.0587 | 2079.184 | 2.0792 | 2.0792 | 0 | 0.59405 | 0 | 1.503 | 477.5557 | 477.5557 | 0 | 0
2003-04-24 | 16:00 | 68 | 518220.205 | 518.2202 | 1465.6134 | 1.4656 | 1.4656 | 0 | 0.41875 | 0 | 1.0594 | 517.1608 | 517.1608 | 0 | 0
2003-04-24 | 17:00 | 64.4 | 418796.9711 | 418.797 | 886.0151 | 0.88602 | 0.88602 | 0 | 0.25315 | 0 | 0.64046 | 418.1565 | 418.1565 | 0 | 0
2003-04-24 | 18:00 | 62.6 | 220304.4267 | 220.3044 | 1772.6258 | 1.7726 | 1.7726 | 0 | 0.50646 | 0 | 1.2814 | 219.0231 | 219.0231 | 0 | 0
2003-04-24 | 19:00 | 57.2 | 129060.1934 | 129.0602 | 2072.6412 | 2.0726 | 2.0726 | 0 | 0.59218 | 0 | 1.4982 | 127.562 | 127.562 | 0 | 0
2003-04-24 | 20:00 | 55.4 | 41201.2283 | 41.2012 | 8584.4656 | 8.5845 | 8.5845 | 0 | 2.4527 | 0 | 6.2053 | 34.9959 | 34.9959 | 0 | 0
2003-04-24 | 21:00 | 53.6 | 3809.6458 | 3.8096 | 22058.8313 | 22.0588 | 22.0588 | 0 | 6.3025 | 0 | 15.9454 | -12.1357 | 0 | 0 | 0
2003-04-24 | 22:00 | 51.8 | 1.9343 | 0.0019343 | 50792.225 | 50.7922 | 50.7922 | 0 | 14.5121 | 0 | 36.7155 | -36.7136 | 0 | 0 | 0
2003-04-24 | 23:00 | 51.8 | 0 | 0 | 0 | 0 | 0 | 0 | 0 | 0 | 0 | 0 | 0 | 0 | 0
2003-04-24 | 24:00 | 48.2 | 0 | 0 | 0 | 0 | 0 | 0 | 0 | 0 | 0 | 0 | 0 | 0 | 0
2003-04-25 | 1:00 | 48.2 | 0 | 0 | 0 | 0 | 0 | 0 | 0 | 0 | 0 | 0 | 0 | 0 | 0
2003-04-25 | 2:00 | 50 | 0 | 0 | 0 | 0 | 0 | 0 | 0 | 0 | 0 | 0 | 0 | 0 | 0
2003-04-25 | 3:00 | 51.8 | 0 | 0 | 0 | 0 | 0 | 0 | 0 | 0 | 0 | 0 | 0 | 0 | 0
2003-04-25 | 4:00 | 50 | 0 | 0 | 0 | 0 | 0 | 0 | 0 | 0 | 0 | 0 | 0 | 0 | 0
2003-04-25 | 5:00 | 53.6 | 0 | 0 | 0 | 0 | 0 | 0 | 0 | 0 | 0 | 0 | 0 | 0 | 0
2003-04-25 | 6:00 | 53.6 | 0 | 0 | 0 | 0 | 0 | 0 | 0 | 0 | 0 | 0 | 0 | 0 | 0
2003-04-25 | 7:00 | 53.6 | 26.6339 | 0.026634 | 159881.1088 | 159.8811 | 159.8811 | 0 | 43.2111 | 0 | 109.3241 | -109.2975 | 0 | 0 | 0
2003-04-25 | 8:00 | 55.4 | 6131.3958 | 6.1314 | 42291.0751 | 42.2911 | 42.2911 | 0 | 12.0832 | 0 | 30.5704 | -24.439 | 0 | 0 | 0
2003-04-25 | 9:00 | 60.8 | 130684.4042 | 130.6844 | 4155.5948 | 4.1556 | 4.1556 | 0 | 1.1873 | 0 | 3.0039 | 127.6805 | 127.6805 | 0 | 0
2003-04-25 | 10:00 | 62.6 | 253802.8155 | 253.8028 | 2791.3257 | 2.7913 | 2.7913 | 0 | 0.79752 | 0 | 2.0177 | 251.7851 | 251.7851 | 0 | 0
2003-04-25 | 11:00 | 64.94 | 322669.5965 | 322.6696 | 1890.5717 | 1.8906 | 1.8906 | 0 | 0.54016 | 0 | 1.3666 | 321.303 | 321.303 | 0 | 0
2003-04-25 | 12:00 | 66.2 | 347506.7435 | 347.5067 | 1796.0151 | 1.796 | 1.796 | 0 | 0.51315 | 0 | 1.2983 | 346.2085 | 346.2085 | 0 | 0
2003-04-25 | 13:00 | 66.2 | 336354.8913 | 336.3549 | 2035.9865 | 2.036 | 2.036 | 0 | 0.58171 | 0 | 1.4717 | 334.8832 | 334.8832 | 0 | 0
2003-04-25 | 14:00 | 69.8 | 435754.8015 | 435.7548 | 1323.0212 | 1.323 | 1.323 | 0 | 0.37801 | 0 | 0.95636 | 434.7984 | 434.7984 | 0 | 0
2003-04-25 | 15:00 | 68 | 515867.6154 | 515.8676 | 784.2863 | 0.78429 | 0.78429 | 0 | 0.22408 | 0 | 0.56693 | 515.3007 | 515.3007 | 0 | 0
2003-04-25 | 16:00 | 66.2 | 469160.7276 | 469.1607 | 627.299 | 0.6273 | 0.6273 | 0 | 0.17923 | 0 | 0.45345 | 468.7073 | 468.7073 | 0 | 0
2003-04-25 | 17:00 | 66.2 | 441891.8809 | 441.8919 | 466.9609 | 0.46696 | 0.46696 | 0 | 0.13342 | 0 | 0.33755 | 441.5543 | 441.5543 | 0 | 0
2003-04-25 | 18:00 | 62.6 | 254133.6097 | 254.1336 | 1263.2833 | 1.2633 | 1.2633 | 0 | 0.36094 | 0 | 0.91317 | 253.2204 | 253.2204 | 0 | 0
2003-04-25 | 19:00 | 60.8 | 197657.395 | 197.6574 | 1568.2931 | 1.5683 | 1.5683 | 0 | 0.44808 | 0 | 1.1337 | 196.5237 | 196.5237 | 0 | 0
2003-04-25 | 20:00 | 57.2 | 113279.2811 | 113.2793 | 6716.6155 | 6.7166 | 6.7166 | 0 | 1.919 | 0 | 4.8552 | 108.4241 | 108.4241 | 0 | 0
2003-04-25 | 21:00 | 55.4 | 35850.5651 | 35.8506 | 17233.6049 | 17.2336 | 17.2336 | 0 | 4.9239 | 0 | 12.4574 | 23.3931 | 23.3931 | 0 | 0
2003-04-25 | 22:00 | 53.6 | 3181.9391 | 3.1819 | 27878.9251 | 27.8789 | 27.8789 | 0 | 7.9654 | 0 | 20.1525 | -16.9705 | 0 | 0 | 0
2003-04-25 | 23:00 | 51.8 | 0 | 0 | 0 | 0 | 0 | 0 | 0 | 0 | 0 | 0 | 0 | 0 | 0
2003-04-25 | 24:00 | 51.8 | 0 | 0 | 0 | 0 | 0 | 0 | 0 | 0 | 0 | 0 | 0 | 0 | 0
2003-04-26 | 1:00 | 50 | 0 | 0 | 0 | 0 | 0 | 0 | 0 | 0 | 0 | 0 | 0 | 0 | 0
2003-04-26 | 2:00 | 50 | 0 | 0 | 0 | 0 | 0 | 0 | 0 | 0 | 0 | 0 | 0 | 0 | 0
2003-04-26 | 3:00 | 50 | 0 | 0 | 0 | 0 | 0 | 0 | 0 | 0 | 0 | 0 | 0 | 0 | 0
2003-04-26 | 4:00 | 48.2 | 0 | 0 | 0 | 0 | 0 | 0 | 0 | 0 | 0 | 0 | 0 | 0 | 0
2003-04-26 | 5:00 | 48.2 | 0 | 0 | 0 | 0 | 0 | 0 | 0 | 0 | 0 | 0 | 0 | 0 | 0
2003-04-26 | 6:00 | 48.2 | 0 | 0 | 0 | 0 | 0 | 0 | 0 | 0 | 0 | 0 | 0 | 0 | 0
2003-04-26 | 7:00 | 53.6 | 4.4394 | 0.0044394 | 148811.4233 | 148.8114 | 148.8114 | 0 | 40.2193 | 0 | 101.7548 | -101.7504 | 0 | 0 | 0
2003-04-26 | 8:00 | 55.4 | 7181.0342 | 7.181 | 29636.0796 | 29.6361 | 29.6361 | 0 | 8.4675 | 0 | 21.4227 | -14.2416 | 0 | 0 | 0
2003-04-26 | 9:00 | 60.8 | 128636.8525 | 128.6369 | 3126.4978 | 3.1265 | 3.1265 | 0 | 0.89329 | 0 | 2.26 | 126.3768 | 126.3768 | 0 | 0
2003-04-26 | 10:00 | 62.6 | 245699.4154 | 245.6994 | 2075.3621 | 2.0754 | 2.0754 | 0 | 0.59296 | 0 | 1.5002 | 244.1992 | 244.1992 | 0 | 0
2003-04-26 | 11:00 | 66.2 | 340246.8929 | 340.2469 | 1277.7327 | 1.2777 | 1.2777 | 0 | 0.36507 | 0 | 0.92362 | 339.3233 | 339.3233 | 0 | 0
2003-04-26 | 12:00 | 68 | 398502.2265 | 398.5022 | 1285.0284 | 1.285 | 1.285 | 0 | 0.36715 | 0 | 0.92889 | 397.5733 | 397.5733 | 0 | 0
2003-04-26 | 13:00 | 69.8 | 421803.3846 | 421.8034 | 1559.4094 | 1.5594 | 1.5594 | 0 | 0.44555 | 0 | 1.1272 | 420.6762 | 420.6762 | 0 | 0
2003-04-26 | 14:00 | 71.6 | 518492.9029 | 518.4929 | 1000.0763 | 1.0001 | 1.0001 | 0 | 0.28574 | 0 | 0.72291 | 517.77 | 517.77 | 0 | 0
2003-04-26 | 15:00 | 71.6 | 632261.6269 | 632.2616 | 556.0718 | 0.55607 | 0.55607 | 0 | 0.15888 | 0 | 0.40196 | 631.8597 | 631.8597 | 0 | 0
2003-04-26 | 16:00 | 69.8 | 620209.4009 | 620.2094 | 442.7755 | 0.44278 | 0.44278 | 0 | 0.12651 | 0 | 0.32006 | 619.8893 | 619.8893 | 0 | 0
2003-04-26 | 17:00 | 68 | 558213.299 | 558.2133 | 340.968 | 0.34097 | 0.34097 | 0 | 0.097419 | 0 | 0.24647 | 557.9668 | 557.9668 | 0 | 0
2003-04-26 | 18:00 | 62.6 | 293510.9219 | 293.5109 | 1062.2678 | 1.0623 | 1.0623 | 0 | 0.30351 | 0 | 0.76787 | 292.7431 | 292.7431 | 0 | 0
2003-04-26 | 19:00 | 60.8 | 212556.0818 | 212.5561 | 1321.2357 | 1.3212 | 1.3212 | 0 | 0.3775 | 0 | 0.95506 | 211.601 | 211.601 | 0 | 0
2003-04-26 | 20:00 | 57.2 | 118661.777 | 118.6618 | 4968.1038 | 4.9681 | 4.9681 | 0 | 1.4195 | 0 | 3.5912 | 115.0705 | 115.0705 | 0 | 0
2003-04-26 | 21:00 | 55.4 | 37081.3327 | 37.0813 | 14775.8778 | 14.7759 | 14.7759 | 0 | 4.2217 | 0 | 10.6808 | 26.4005 | 26.4005 | 0 | 0
2003-04-26 | 22:00 | 53.6 | 3402.6205 | 3.4026 | 26100.4922 | 26.1005 | 26.1005 | 0 | 7.4573 | 0 | 18.8669 | -15.4643 | 0 | 0 | 0
2003-04-26 | 23:00 | 53.6 | 0 | 0 | 0 | 0 | 0 | 0 | 0 | 0 | 0 | 0 | 0 | 0 | 0
2003-04-26 | 24:00 | 51.8 | 0 | 0 | 0 | 0 | 0 | 0 | 0 | 0 | 0 | 0 | 0 | 0 | 0
2003-04-27 | 1:00 | 50 | 0 | 0 | 0 | 0 | 0 | 0 | 0 | 0 | 0 | 0 | 0 | 0 | 0
2003-04-27 | 2:00 | 48.2 | 0 | 0 | 0 | 0 | 0 | 0 | 0 | 0 | 0 | 0 | 0 | 0 | 0
2003-04-27 | 3:00 | 48.2 | 0 | 0 | 0 | 0 | 0 | 0 | 0 | 0 | 0 | 0 | 0 | 0 | 0
2003-04-27 | 4:00 | 46.4 | 0 | 0 | 0 | 0 | 0 | 0 | 0 | 0 | 0 | 0 | 0 | 0 | 0
2003-04-27 | 5:00 | 46.4 | 0 | 0 | 0 | 0 | 0 | 0 | 0 | 0 | 0 | 0 | 0 | 0 | 0
2003-04-27 | 6:00 | 46.4 | 0 | 0 | 0 | 0 | 0 | 0 | 0 | 0 | 0 | 0 | 0 | 0 | 0
2003-04-27 | 7:00 | 53.6 | 2.1898 | 0.0021898 | 154083.4321 | 154.0834 | 154.0834 | 0 | 41.6442 | 0 | 105.3598 | -105.3576 | 0 | 0 | 0
2003-04-27 | 8:00 | 57.2 | 24926.973 | 24.927 | 27434.4259 | 27.4344 | 27.4344 | 0 | 7.8384 | 0 | 19.8312 | 5.0958 | 5.0958 | 0 | 0
2003-04-27 | 9:00 | 60.8 | 154833.8763 | 154.8339 | 2886.2074 | 2.8862 | 2.8862 | 0 | 0.82463 | 0 | 2.0863 | 152.7476 | 152.7476 | 0 | 0
2003-04-27 | 10:00 | 62.6 | 250658.6831 | 250.6587 | 1926.0549 | 1.9261 | 1.9261 | 0 | 0.5503 | 0 | 1.3923 | 249.2664 | 249.2664 | 0 | 0
2003-04-27 | 11:00 | 68 | 392060.1194 | 392.0601 | 1229.5775 | 1.2296 | 1.2296 | 0 | 0.35131 | 0 | 0.88881 | 391.1713 | 391.1713 | 0 | 0
2003-04-27 | 12:00 | 69.8 | 479778.8226 | 479.7788 | 1240.3265 | 1.2403 | 1.2403 | 0 | 0.35438 | 0 | 0.89658 | 478.8822 | 478.8822 | 0 | 0
2003-04-27 | 13:00 | 71.6 | 495392.6467 | 495.3926 | 1513.3258 | 1.5133 | 1.5133 | 0 | 0.43238 | 0 | 1.0939 | 494.2987 | 494.2987 | 0 | 0
2003-04-27 | 14:00 | 71.6 | 559999.5916 | 559.9996 | 963.3 | 0.9633 | 0.9633 | 0 | 0.27523 | 0 | 0.69633 | 559.3033 | 559.3033 | 0 | 0
2003-04-27 | 15:00 | 69.8 | 586522.1732 | 586.5222 | 518.2018 | 0.5182 | 0.5182 | 0 | 0.14806 | 0 | 0.37459 | 586.1476 | 586.1476 | 0 | 0
2003-04-27 | 16:00 | 68 | 540213.7131 | 540.2137 | 407.0695 | 0.40707 | 0.40707 | 0 | 0.11631 | 0 | 0.29425 | 539.9195 | 539.9195 | 0 | 0
2003-04-27 | 17:00 | 66.2 | 472703.7116 | 472.7037 | 312.6893 | 0.31269 | 0.31269 | 0 | 0.08934 | 0 | 0.22603 | 472.4777 | 472.4777 | 0 | 0
2003-04-27 | 18:00 | 62.6 | 263509.5967 | 263.5096 | 1032.4165 | 1.0324 | 1.0324 | 0 | 0.29498 | 0 | 0.74629 | 262.7633 | 262.7633 | 0 | 0
2003-04-27 | 19:00 | 59 | 172146.8371 | 172.1468 | 1298.0088 | 1.298 | 1.298 | 0 | 0.37086 | 0 | 0.93827 | 171.2086 | 171.2086 | 0 | 0
2003-04-27 | 20:00 | 55.4 | 66393.9987 | 66.394 | 5199.8087 | 5.1998 | 5.1998 | 0 | 1.4857 | 0 | 3.7587 | 62.6353 | 62.6353 | 0 | 0
2003-04-27 | 21:00 | 51.8 | 1375.9775 | 1.376 | 27831.2458 | 27.8312 | 27.8312 | 0 | 7.9518 | 0 | 20.118 | -18.742 | 0 | 0 | 0
2003-04-27 | 22:00 | 53.6 | 3.2337 | 0.0032337 | 40576.1343 | 40.5761 | 40.5761 | 0 | 11.5932 | 0 | 29.3307 | -29.3275 | 0 | 0 | 0
2003-04-27 | 23:00 | 51.8 | 0 | 0 | 0 | 0 | 0 | 0 | 0 | 0 | 0 | 0 | 0 | 0 | 0
2003-04-27 | 24:00 | 48.2 | 0 | 0 | 0 | 0 | 0 | 0 | 0 | 0 | 0 | 0 | 0 | 0 | 0
2003-04-28 | 1:00 | 48.2 | 0 | 0 | 0 | 0 | 0 | 0 | 0 | 0 | 0 | 0 | 0 | 0 | 0
2003-04-28 | 2:00 | 48.2 | 0 | 0 | 0 | 0 | 0 | 0 | 0 | 0 | 0 | 0 | 0 | 0 | 0
2003-04-28 | 3:00 | 46.4 | 0 | 0 | 0 | 0 | 0 | 0 | 0 | 0 | 0 | 0 | 0 | 0 | 0
2003-04-28 | 4:00 | 46.4 | 0 | 0 | 0 | 0 | 0 | 0 | 0 | 0 | 0 | 0 | 0 | 0 | 0
2003-04-28 | 5:00 | 46.4 | 0 | 0 | 0 | 0 | 0 | 0 | 0 | 0 | 0 | 0 | 0 | 0 | 0
2003-04-28 | 6:00 | 46.4 | 0 | 0 | 0 | 0 | 0 | 0 | 0 | 0 | 0 | 0 | 0 | 0 | 0
2003-04-28 | 7:00 | 51.8 | 1.1355 | 0.0011355 | 165891.3179 | 165.8913 | 165.8913 | 0 | 44.8355 | 0 | 113.4338 | -113.4327 | 0 | 0 | 0
2003-04-28 | 8:00 | 55.4 | 4654.3618 | 4.6544 | 34964.3407 | 34.9643 | 34.9643 | 0 | 9.9898 | 0 | 25.2742 | -20.6199 | 0 | 0 | 0
2003-04-28 | 9:00 | 59 | 96431.1041 | 96.4311 | 3118.0481 | 3.118 | 3.118 | 0 | 0.89087 | 0 | 2.2539 | 94.1772 | 94.1772 | 0 | 0
2003-04-28 | 10:00 | 62.6 | 219460.3153 | 219.4603 | 2122.912 | 2.1229 | 2.1229 | 0 | 0.60655 | 0 | 1.5346 | 217.9258 | 217.9258 | 0 | 0
2003-04-28 | 11:00 | 66.2 | 345110.2901 | 345.1103 | 1330.1121 | 1.3301 | 1.3301 | 0 | 0.38003 | 0 | 0.96148 | 344.1488 | 344.1488 | 0 | 0
2003-04-28 | 12:00 | 68 | 408746.6199 | 408.7466 | 1322.7187 | 1.3227 | 1.3227 | 0 | 0.37792 | 0 | 0.95614 | 407.7905 | 407.7905 | 0 | 0
2003-04-28 | 13:00 | 68 | 402191.2866 | 402.1913 | 1599.7885 | 1.5998 | 1.5998 | 0 | 0.45708 | 0 | 1.1564 | 401.0349 | 401.0349 | 0 | 0
2003-04-28 | 14:00 | 68 | 440552.871 | 440.5529 | 1022.0233 | 1.022 | 1.022 | 0 | 0.29201 | 0 | 0.73878 | 439.8141 | 439.8141 | 0 | 0
2003-04-28 | 15:00 | 66.2 | 439473.5974 | 439.4736 | 561.5801 | 0.56158 | 0.56158 | 0 | 0.16045 | 0 | 0.40594 | 439.0677 | 439.0677 | 0 | 0
2003-04-28 | 16:00 | 68 | 455632.7791 | 455.6328 | 441.6544 | 0.44165 | 0.44165 | 0 | 0.12619 | 0 | 0.31925 | 455.3135 | 455.3135 | 0 | 0
2003-04-28 | 17:00 | 66.2 | 465631.2644 | 465.6313 | 332.9058 | 0.33291 | 0.33291 | 0 | 0.095116 | 0 | 0.24064 | 465.3906 | 465.3906 | 0 | 0
2003-04-28 | 18:00 | 62.6 | 273203.5802 | 273.2036 | 1053.8206 | 1.0538 | 1.0538 | 0 | 0.30109 | 0 | 0.76176 | 272.4418 | 272.4418 | 0 | 0
2003-04-28 | 19:00 | 60.8 | 223195.3411 | 223.1953 | 1309.5653 | 1.3096 | 1.3096 | 0 | 0.37416 | 0 | 0.94663 | 222.2487 | 222.2487 | 0 | 0
2003-04-28 | 20:00 | 57.2 | 134337.6468 | 134.3376 | 4512.0017 | 4.512 | 4.512 | 0 | 1.2891 | 0 | 3.2615 | 131.0761 | 131.0761 | 0 | 0
2003-04-28 | 21:00 | 55.4 | 37778.501 | 37.7785 | 13860.719 | 13.8607 | 13.8607 | 0 | 3.9602 | 0 | 10.0193 | 27.7592 | 27.7592 | 0 | 0
2003-04-28 | 22:00 | 53.6 | 3517.5341 | 3.5175 | 26441.0285 | 26.441 | 26.441 | 0 | 7.5546 | 0 | 19.1131 | -15.5956 | 0 | 0 | 0
2003-04-28 | 23:00 | 50 | 0 | 0 | 0 | 0 | 0 | 0 | 0 | 0 | 0 | 0 | 0 | 0 | 0
2003-04-28 | 24:00 | 50 | 0 | 0 | 0 | 0 | 0 | 0 | 0 | 0 | 0 | 0 | 0 | 0 | 0
2003-04-29 | 1:00 | 48.2 | 0 | 0 | 0 | 0 | 0 | 0 | 0 | 0 | 0 | 0 | 0 | 0 | 0
2003-04-29 | 2:00 | 44.6 | 0 | 0 | 0 | 0 | 0 | 0 | 0 | 0 | 0 | 0 | 0 | 0 | 0
2003-04-29 | 3:00 | 44.6 | 0 | 0 | 0 | 0 | 0 | 0 | 0 | 0 | 0 | 0 | 0 | 0 | 0
2003-04-29 | 4:00 | 42.8 | 0 | 0 | 0 | 0 | 0 | 0 | 0 | 0 | 0 | 0 | 0 | 0 | 0
2003-04-29 | 5:00 | 43.88 | 0 | 0 | 0 | 0 | 0 | 0 | 0 | 0 | 0 | 0 | 0 | 0 | 0
2003-04-29 | 6:00 | 46.4 | 0 | 0 | 0 | 0 | 0 | 0 | 0 | 0 | 0 | 0 | 0 | 0 | 0
2003-04-29 | 7:00 | 51.8 | 4.1656 | 0.0041656 | 183888.788 | 183.8888 | 183.8888 | 0 | 49.6997 | 0 | 125.7402 | -125.736 | 0 | 0 | 0
2003-04-29 | 8:00 | 55.4 | 4691.2984 | 4.6913 | 75867.3895 | 75.8674 | 75.8674 | 0 | 21.6764 | 0 | 54.8413 | -50.15 | 0 | 0 | 0
2003-04-29 | 9:00 | 57.2 | 42337.3545 | 42.3374 | 34169.5898 | 34.1696 | 34.1696 | 0 | 9.7627 | 0 | 24.6997 | 17.6376 | 17.6376 | 0 | 0
2003-04-29 | 10:00 | 62.6 | 119946.4458 | 119.9464 | 11219.0652 | 11.2191 | 11.2191 | 0 | 3.2054 | 0 | 8.1098 | 111.8367 | 111.8367 | 0 | 0
2003-04-29 | 11:00 | 64.4 | 198994.756 | 198.9948 | 7232.4913 | 7.2325 | 7.2325 | 0 | 2.0664 | 0 | 5.2281 | 193.7667 | 193.7667 | 0 | 0
2003-04-29 | 12:00 | 66.2 | 225650.7215 | 225.6507 | 9772.3089 | 9.7723 | 9.7723 | 0 | 2.7921 | 0 | 7.064 | 218.5867 | 218.5867 | 0 | 0
2003-04-29 | 13:00 | 68 | 271142.9293 | 271.1429 | 11805.1501 | 11.8052 | 11.8052 | 0 | 3.3729 | 0 | 8.5334 | 262.6095 | 262.6095 | 0 | 0
2003-04-29 | 14:00 | 66.2 | 265809.3898 | 265.8094 | 5531.192 | 5.5312 | 5.5312 | 0 | 1.5803 | 0 | 3.9983 | 261.8111 | 261.8111 | 0 | 0
2003-04-29 | 15:00 | 66.2 | 252711.2318 | 252.7112 | 5233.2219 | 5.2332 | 5.2332 | 0 | 1.4952 | 0 | 3.7829 | 248.9284 | 248.9284 | 0 | 0
2003-04-29 | 16:00 | 64.4 | 236862.2992 | 236.8623 | 5329.9629 | 5.33 | 5.33 | 0 | 1.5228 | 0 | 3.8528 | 233.0095 | 233.0095 | 0 | 0
2003-04-29 | 17:00 | 62.6 | 175685.1108 | 175.6851 | 4930.7946 | 4.9308 | 4.9308 | 0 | 1.4088 | 0 | 3.5643 | 172.1209 | 172.1209 | 0 | 0
2003-04-29 | 18:00 | 59 | 107660.9684 | 107.661 | 17027.7988 | 17.0278 | 17.0278 | 0 | 4.8651 | 0 | 12.3087 | 95.3523 | 95.3523 | 0 | 0
2003-04-29 | 19:00 | 57.2 | 59295.5917 | 59.2956 | 2702.5991 | 2.7026 | 2.7026 | 0 | 0.77217 | 0 | 1.9536 | 57.342 | 57.342 | 0 | 0
2003-04-29 | 20:00 | 55.4 | 38378.1895 | 38.3782 | 22527.2381 | 22.5272 | 22.5272 | 0 | 6.4364 | 0 | 16.284 | 22.0942 | 22.0942 | 0 | 0
2003-04-29 | 21:00 | 55.4 | 16946.4965 | 16.9465 | 33369.4377 | 33.3694 | 33.3694 | 0 | 9.5341 | 0 | 24.1213 | -7.1748 | 0 | 0 | 0
2003-04-29 | 22:00 | 50 | 94.5008 | 0.094501 | 68000.4301 | 68.0004 | 68.0004 | 0 | 19.4287 | 0 | 49.1546 | -49.0601 | 0 | 0 | 0
2003-04-29 | 23:00 | 48.2 | 0 | 0 | 0 | 0 | 0 | 0 | 0 | 0 | 0 | 0 | 0 | 0 | 0
2003-04-29 | 24:00 | 48.2 | 0 | 0 | 0 | 0 | 0 | 0 | 0 | 0 | 0 | 0 | 0 | 0 | 0
2003-04-30 | 1:00 | 48.2 | 0 | 0 | 0 | 0 | 0 | 0 | 0 | 0 | 0 | 0 | 0 | 0 | 0
2003-04-30 | 2:00 | 46.4 | 0 | 0 | 0 | 0 | 0 | 0 | 0 | 0 | 0 | 0 | 0 | 0 | 0
2003-04-30 | 3:00 | 46.4 | 0 | 0 | 0 | 0 | 0 | 0 | 0 | 0 | 0 | 0 | 0 | 0 | 0
2003-04-30 | 4:00 | 44.6 | 0 | 0 | 0 | 0 | 0 | 0 | 0 | 0 | 0 | 0 | 0 | 0 | 0
2003-04-30 | 5:00 | 44.6 | 0 | 0 | 0 | 0 | 0 | 0 | 0 | 0 | 0 | 0 | 0 | 0 | 0
2003-04-30 | 6:00 | 46.4 | 0 | 0 | 0 | 0 | 0 | 0 | 0 | 0 | 0 | 0 | 0 | 0 | 0
2003-04-30 | 7:00 | 51.8 | 0.16057 | 0.00016057 | 104448.4624 | 104.4485 | 104.4485 | 0 | 29.8424 | 0 | 75.5013 | -75.5012 | 0 | 0 | 0
2003-04-30 | 8:00 | 55.4 | 3360.9272 | 3.3609 | 49210.2742 | 49.2103 | 49.2103 | 0 | 14.0601 | 0 | 35.572 | -32.2111 | 0 | 0 | 0
2003-04-30 | 9:00 | 57.2 | 32431.4071 | 32.4314 | 38616.8686 | 38.6169 | 38.6169 | 0 | 11.0334 | 0 | 27.9145 | 4.5169 | 4.5169 | 0 | 0
2003-04-30 | 10:00 | 60.8 | 79289.7333 | 79.2897 | 35225.5921 | 35.2256 | 35.2256 | 0 | 10.0645 | 0 | 25.4631 | 53.8267 | 53.8267 | 0 | 0
2003-04-30 | 11:00 | 64.4 | 145923.6291 | 145.9236 | 14280.2531 | 14.2803 | 14.2803 | 0 | 4.0801 | 0 | 10.3226 | 135.601 | 135.601 | 0 | 0
2003-04-30 | 12:00 | 66.2 | 197662.8156 | 197.6628 | 12523.785 | 12.5238 | 12.5238 | 0 | 3.5782 | 0 | 9.0529 | 188.6099 | 188.6099 | 0 | 0
2003-04-30 | 13:00 | 68 | 234103.0032 | 234.103 | 27321.3643 | 27.3214 | 27.3214 | 0 | 7.8061 | 0 | 19.7494 | 214.3536 | 214.3536 | 0 | 0
2003-04-30 | 14:00 | 69.8 | 271943.5981 | 271.9436 | 20436.1936 | 20.4362 | 20.4362 | 0 | 5.8389 | 0 | 14.7724 | 257.1711 | 257.1711 | 0 | 0
2003-04-30 | 15:00 | 68 | 267304.7261 | 267.3047 | 6406.5774 | 6.4066 | 6.4066 | 0 | 1.8305 | 0 | 4.631 | 262.6737 | 262.6737 | 0 | 0
2003-04-30 | 16:00 | 66.2 | 234727.099 | 234.7271 | 2199.6325 | 2.1996 | 2.1996 | 0 | 0.62847 | 0 | 1.59 | 233.1371 | 233.1371 | 0 | 0
2003-04-30 | 17:00 | 64.4 | 199826.5154 | 199.8265 | 4891.0564 | 4.8911 | 4.8911 | 0 | 1.3974 | 0 | 3.5355 | 196.291 | 196.291 | 0 | 0
2003-04-30 | 18:00 | 62.6 | 159843.8611 | 159.8439 | 17229.7728 | 17.2298 | 17.2298 | 0 | 4.9228 | 0 | 12.4547 | 147.3892 | 147.3892 | 0 | 0
2003-04-30 | 19:00 | 60.8 | 123969.9398 | 123.9699 | 33830.9026 | 33.8309 | 33.8309 | 0 | 9.666 | 0 | 24.4549 | 99.515 | 99.515 | 0 | 0
2003-04-30 | 20:00 | 55.4 | 55548.4167 | 55.5484 | 43373.849 | 43.3738 | 43.3738 | 0 | 12.3925 | 0 | 31.3531 | 24.1953 | 24.1953 | 0 | 0
2003-04-30 | 21:00 | 53.6 | 2954.0761 | 2.9541 | 54860.8078 | 54.8608 | 54.8608 | 0 | 15.6745 | 0 | 39.6565 | -36.7025 | 0 | 0 | 0
2003-04-30 | 22:00 | 53.6 | 0 | 0 | 67880.9175 | 67.8809 | 67.8809 | 0 | 19.3945 | 0 | 49.0682 | -49.0682 | 0 | 0 | 0
2003-04-30 | 23:00 | 53.6 | 0 | 0 | 0 | 0 | 0 | 0 | 0 | 0 | 0 | 0 | 0 | 0 | 0
2003-04-30 | 24:00 | 53.6 | 0 | 0 | 0 | 0 | 0 | 0 | 0 | 0 | 0 | 0 | 0 | 0 | 0
2005-05-01 | 1:00 | 53.6 | 0 | 0 | 0 | 0 | 0 | 0 | 0 | 0 | 0 | 0 | 0 | 0 | 0
2005-05-01 | 2:00 | 53.6 | 0 | 0 | 0 | 0 | 0 | 0 | 0 | 0 | 0 | 0 | 0 | 0 | 0
2005-05-01 | 3:00 | 53.6 | 0 | 0 | 0 | 0 | 0 | 0 | 0 | 0 | 0 | 0 | 0 | 0 | 0
2005-05-01 | 4:00 | 53.6 | 0 | 0 | 0 | 0 | 0 | 0 | 0 | 0 | 0 | 0 | 0 | 0 | 0
2005-05-01 | 5:00 | 51.8 | 0 | 0 | 0 | 0 | 0 | 0 | 0 | 0 | 0 | 0 | 0 | 0 | 0
2005-05-01 | 6:00 | 51.8 | 0 | 0 | 0 | 0 | 0 | 0 | 0 | 0 | 0 | 0 | 0 | 0 | 0
2005-05-01 | 7:00 | 55.4 | 3404.5403 | 3.4045 | 176943.5732 | 176.9436 | 176.9436 | 0 | 47.8226 | 0 | 120.9911 | -117.5866 | 0 | 0 | 0
2005-05-01 | 8:00 | 57.2 | 35782.9327 | 35.7829 | 42021.8733 | 42.0219 | 42.0219 | 0 | 12.0062 | 0 | 30.3758 | 5.4071 | 5.4071 | 0 | 0
2005-05-01 | 9:00 | 60.8 | 180681.692 | 180.6817 | 5020.2928 | 5.0203 | 5.0203 | 0 | 1.4344 | 0 | 3.629 | 177.0527 | 177.0527 | 0 | 0
2005-05-01 | 10:00 | 62.6 | 271176.1998 | 271.1762 | 3499.629 | 3.4996 | 3.4996 | 0 | 0.99989 | 0 | 2.5297 | 268.6465 | 268.6465 | 0 | 0
2005-05-01 | 11:00 | 66.2 | 371914.9104 | 371.9149 | 2519.8898 | 2.5199 | 2.5199 | 0 | 0.71997 | 0 | 1.8215 | 370.0934 | 370.0934 | 0 | 0
2005-05-01 | 12:00 | 71.6 | 487026.2558 | 487.0263 | 2309.2864 | 2.3093 | 2.3093 | 0 | 0.6598 | 0 | 1.6693 | 485.357 | 485.357 | 0 | 0
2005-05-01 | 13:00 | 71.6 | 502849.1434 | 502.8491 | 2398.1125 | 2.3981 | 2.3981 | 0 | 0.68517 | 0 | 1.7335 | 501.1157 | 501.1157 | 0 | 0
2005-05-01 | 14:00 | 71.6 | 544404.1343 | 544.4041 | 1721.2443 | 1.7212 | 1.7212 | 0 | 0.49178 | 0 | 1.2442 | 543.1599 | 543.1599 | 0 | 0
2005-05-01 | 15:00 | 71.6 | 620240.6356 | 620.2406 | 993.9842 | 0.99398 | 0.99398 | 0 | 0.284 | 0 | 0.71851 | 619.5221 | 619.5221 | 0 | 0
2005-05-01 | 16:00 | 71.6 | 635461.162 | 635.4612 | 791.732 | 0.79173 | 0.79173 | 0 | 0.22621 | 0 | 0.57231 | 634.8889 | 634.8889 | 0 | 0
2005-05-01 | 17:00 | 69.8 | 614552.4768 | 614.5525 | 632.8727 | 0.63287 | 0.63287 | 0 | 0.18082 | 0 | 0.45748 | 614.095 | 614.095 | 0 | 0
2005-05-01 | 18:00 | 64.4 | 344951.7141 | 344.9517 | 1374.799 | 1.3748 | 1.3748 | 0 | 0.3928 | 0 | 0.99378 | 343.9579 | 343.9579 | 0 | 0
2005-05-01 | 19:00 | 62.6 | 291425.0044 | 291.425 | 1631.9268 | 1.6319 | 1.6319 | 0 | 0.46626 | 0 | 1.1796 | 290.2454 | 290.2454 | 0 | 0
2005-05-01 | 20:00 | 60.8 | 234539.7183 | 234.5397 | 4877.7613 | 4.8778 | 4.8778 | 0 | 1.3936 | 0 | 3.5259 | 231.0138 | 231.0138 | 0 | 0
2005-05-01 | 21:00 | 59 | 144003.9969 | 144.004 | 14225.6056 | 14.2256 | 14.2256 | 0 | 4.0645 | 0 | 10.2831 | 133.7209 | 133.7209 | 0 | 0
2005-05-01 | 22:00 | 59 | 96685.5876 | 96.6856 | 23353.5952 | 23.3536 | 23.3536 | 0 | 6.6725 | 0 | 16.8813 | 79.8043 | 79.8043 | 0 | 0
2005-05-01 | 23:00 | 60.8 | 0 | 0 | 0 | 0 | 0 | 0 | 0 | 0 | 0 | 0 | 0 | 0 | 0
2005-05-01 | 24:00 | 59 | 0 | 0 | 0 | 0 | 0 | 0 | 0 | 0 | 0 | 0 | 0 | 0 | 0
2005-05-02 | 1:00 | 57.2 | 0 | 0 | 0 | 0 | 0 | 0 | 0 | 0 | 0 | 0 | 0 | 0 | 0
2005-05-02 | 2:00 | 57.2 | 0 | 0 | 0 | 0 | 0 | 0 | 0 | 0 | 0 | 0 | 0 | 0 | 0
2005-05-02 | 3:00 | 57.2 | 0 | 0 | 0 | 0 | 0 | 0 | 0 | 0 | 0 | 0 | 0 | 0 | 0
2005-05-02 | 4:00 | 57.2 | 0 | 0 | 0 | 0 | 0 | 0 | 0 | 0 | 0 | 0 | 0 | 0 | 0
2005-05-02 | 5:00 | 57.2 | 0 | 0 | 0 | 0 | 0 | 0 | 0 | 0 | 0 | 0 | 0 | 0 | 0
2005-05-02 | 6:00 | 57.2 | 0 | 0 | 0 | 0 | 0 | 0 | 0 | 0 | 0 | 0 | 0 | 0 | 0
2005-05-02 | 7:00 | 57.2 | 60030.4385 | 60.0304 | 103680.4223 | 103.6804 | 103.6804 | 0 | 29.623 | 0 | 74.9461 | -14.9157 | 0 | 0 | 0
2005-05-02 | 8:00 | 60.8 | 103562.9694 | 103.563 | 28021.4249 | 28.0214 | 28.0214 | 0 | 8.0061 | 0 | 20.2555 | 83.3075 | 83.3075 | 0 | 0
2005-05-02 | 9:00 | 62.6 | 266023.8438 | 266.0238 | 2234.6284 | 2.2346 | 2.2346 | 0 | 0.63847 | 0 | 1.6153 | 264.4085 | 264.4085 | 0 | 0
2005-05-02 | 10:00 | 62.6 | 297311.251 | 297.3113 | 1436.4917 | 1.4365 | 1.4365 | 0 | 0.41043 | 0 | 1.0384 | 296.2729 | 296.2729 | 0 | 0
2005-05-02 | 11:00 | 66.2 | 374092.5116 | 374.0925 | 1118.7902 | 1.1188 | 1.1188 | 0 | 0.31965 | 0 | 0.80873 | 373.2838 | 373.2838 | 0 | 0
2005-05-02 | 12:00 | 69.8 | 460478.9087 | 460.4789 | 1185.838 | 1.1858 | 1.1858 | 0 | 0.33881 | 0 | 0.85719 | 459.6217 | 459.6217 | 0 | 0
2005-05-02 | 13:00 | 71.6 | 502461.4575 | 502.4615 | 1487.8232 | 1.4878 | 1.4878 | 0 | 0.42509 | 0 | 1.0755 | 501.386 | 501.386 | 0 | 0
2005-05-02 | 14:00 | 73.4 | 608947.4497 | 608.9474 | 912.5877 | 0.91259 | 0.91259 | 0 | 0.26074 | 0 | 0.65967 | 608.2878 | 608.2878 | 0 | 0
2005-05-02 | 15:00 | 73.4 | 724142.9819 | 724.143 | 426.0201 | 0.42602 | 0.42602 | 0 | 0.12172 | 0 | 0.30795 | 723.835 | 723.835 | 0 | 0
2005-05-02 | 16:00 | 71.6 | 706631.5907 | 706.6316 | 331.6302 | 0.33163 | 0.33163 | 0 | 0.094751 | 0 | 0.23972 | 706.3919 | 706.3919 | 0 | 0
2005-05-02 | 17:00 | 69.8 | 641884.1387 | 641.8841 | 239.0197 | 0.23902 | 0.23902 | 0 | 0.068291 | 0 | 0.17278 | 641.7114 | 641.7114 | 0 | 0
2005-05-02 | 18:00 | 66.2 | 394412.2091 | 394.4122 | 948.7845 | 0.94878 | 0.94878 | 0 | 0.27108 | 0 | 0.68584 | 393.7264 | 393.7264 | 0 | 0
2005-05-02 | 19:00 | 62.6 | 324214.4766 | 324.2145 | 1193.5574 | 1.1936 | 1.1936 | 0 | 0.34102 | 0 | 0.86277 | 323.3517 | 323.3517 | 0 | 0
2005-05-02 | 20:00 | 60.8 | 245673.4543 | 245.6735 | 4597.2982 | 4.5973 | 4.5973 | 0 | 1.3135 | 0 | 3.3232 | 242.3503 | 242.3503 | 0 | 0
2005-05-02 | 21:00 | 59 | 150927.0558 | 150.9271 | 13869.4192 | 13.8694 | 13.8694 | 0 | 3.9627 | 0 | 10.0256 | 140.9014 | 140.9014 | 0 | 0
2005-05-02 | 22:00 | 59 | 97108.3971 | 97.1084 | 20903.9591 | 20.904 | 20.904 | 0 | 5.9726 | 0 | 15.1106 | 81.9978 | 81.9978 | 0 | 0
2005-05-02 | 23:00 | 57.2 | 0 | 0 | 0 | 0 | 0 | 0 | 0 | 0 | 0 | 0 | 0 | 0 | 0
2005-05-02 | 24:00 | 55.4 | 0 | 0 | 0 | 0 | 0 | 0 | 0 | 0 | 0 | 0 | 0 | 0 | 0
2005-05-03 | 1:00 | 53.6 | 0 | 0 | 0 | 0 | 0 | 0 | 0 | 0 | 0 | 0 | 0 | 0 | 0
2005-05-03 | 2:00 | 53.6 | 0 | 0 | 0 | 0 | 0 | 0 | 0 | 0 | 0 | 0 | 0 | 0 | 0
2005-05-03 | 3:00 | 51.8 | 0 | 0 | 0 | 0 | 0 | 0 | 0 | 0 | 0 | 0 | 0 | 0 | 0
2005-05-03 | 4:00 | 51.8 | 0 | 0 | 0 | 0 | 0 | 0 | 0 | 0 | 0 | 0 | 0 | 0 | 0
2005-05-03 | 5:00 | 53.6 | 0 | 0 | 0 | 0 | 0 | 0 | 0 | 0 | 0 | 0 | 0 | 0 | 0
2005-05-03 | 6:00 | 55.4 | 0 | 0 | 0 | 0 | 0 | 0 | 0 | 0 | 0 | 0 | 0 | 0 | 0
2005-05-03 | 7:00 | 57.2 | 43046.4128 | 43.0464 | 93473.6053 | 93.4736 | 93.4736 | 0 | 26.7067 | 0 | 67.5681 | -24.5217 | 0 | 0 | 0
2005-05-03 | 8:00 | 60.8 | 108760.1168 | 108.7601 | 22048.2143 | 22.0482 | 22.0482 | 0 | 6.2995 | 0 | 15.9377 | 92.8224 | 92.8224 | 0 | 0
2005-05-03 | 9:00 | 62.6 | 280156.1079 | 280.1561 | 1952.1814 | 1.9522 | 1.9522 | 0 | 0.55777 | 0 | 1.4111 | 278.745 | 278.745 | 0 | 0
2005-05-03 | 10:00 | 66.2 | 386409.5918 | 386.4096 | 1260.892 | 1.2609 | 1.2609 | 0 | 0.36025 | 0 | 0.91144 | 385.4981 | 385.4981 | 0 | 0
2005-05-03 | 11:00 | 69.8 | 582997.4107 | 582.9974 | 939.6338 | 0.93963 | 0.93963 | 0 | 0.26847 | 0 | 0.67922 | 582.3182 | 582.3182 | 0 | 0
2005-05-03 | 12:00 | 73.4 | 702508.0083 | 702.508 | 992.9188 | 0.99292 | 0.99292 | 0 | 0.28369 | 0 | 0.71774 | 701.7903 | 701.7903 | 0 | 0
2005-05-03 | 13:00 | 75.2 | 672822.7212 | 672.8227 | 1274.8789 | 1.2749 | 1.2749 | 0 | 0.36425 | 0 | 0.92156 | 671.9012 | 671.9012 | 0 | 0
2005-05-03 | 14:00 | 75.2 | 728406.7969 | 728.4068 | 726.0722 | 0.72607 | 0.72607 | 0 | 0.20745 | 0 | 0.52485 | 727.882 | 727.882 | 0 | 0
2005-05-03 | 15:00 | 75.2 | 798129.3243 | 798.1293 | 282.997 | 0.283 | 0.283 | 0 | 0.080856 | 0 | 0.20457 | 797.9248 | 797.9248 | 0 | 0
2005-05-03 | 16:00 | 73.4 | 765187.8192 | 765.1878 | 179.8146 | 0.17981 | 0.17981 | 0 | 0.051376 | 0 | 0.12998 | 765.0578 | 765.0578 | 0 | 0
2005-05-03 | 17:00 | 71.6 | 775960.824 | 775.9608 | 91.7089 | 0.091709 | 0.091709 | 0 | 0.026203 | 0 | 0.066292 | 775.8945 | 775.8945 | 0 | 0
2005-05-03 | 18:00 | 69.8 | 555486.2641 | 555.4863 | 731.2709 | 0.73127 | 0.73127 | 0 | 0.20893 | 0 | 0.5286 | 554.9577 | 554.9577 | 0 | 0
2005-05-03 | 19:00 | 66.2 | 535533.1016 | 535.5331 | 971.0956 | 0.9711 | 0.9711 | 0 | 0.27746 | 0 | 0.70196 | 534.8311 | 534.8311 | 0 | 0
2005-05-03 | 20:00 | 62.6 | 364292.4075 | 364.2924 | 3338.2348 | 3.3382 | 3.3382 | 0 | 0.95378 | 0 | 2.4131 | 361.8793 | 361.8793 | 0 | 0
2005-05-03 | 21:00 | 60.8 | 207643.2793 | 207.6433 | 11024.0643 | 11.0241 | 11.0241 | 0 | 3.1497 | 0 | 7.9688 | 199.6745 | 199.6745 | 0 | 0
2005-05-03 | 22:00 | 60.8 | 160108.6855 | 160.1087 | 19277.5699 | 19.2776 | 19.2776 | 0 | 5.5079 | 0 | 13.9349 | 146.1738 | 146.1738 | 0 | 0
2005-05-03 | 23:00 | 59 | 0 | 0 | 0 | 0 | 0 | 0 | 0 | 0 | 0 | 0 | 0 | 0 | 0
2005-05-03 | 24:00 | 59 | 0 | 0 | 0 | 0 | 0 | 0 | 0 | 0 | 0 | 0 | 0 | 0 | 0
2005-05-04 | 1:00 | 57.2 | 0 | 0 | 0 | 0 | 0 | 0 | 0 | 0 | 0 | 0 | 0 | 0 | 0
2005-05-04 | 2:00 | 55.4 | 0 | 0 | 0 | 0 | 0 | 0 | 0 | 0 | 0 | 0 | 0 | 0 | 0
2005-05-04 | 3:00 | 53.6 | 0 | 0 | 0 | 0 | 0 | 0 | 0 | 0 | 0 | 0 | 0 | 0 | 0
2005-05-04 | 4:00 | 53.6 | 0 | 0 | 0 | 0 | 0 | 0 | 0 | 0 | 0 | 0 | 0 | 0 | 0
2005-05-04 | 5:00 | 51.8 | 0 | 0 | 0 | 0 | 0 | 0 | 0 | 0 | 0 | 0 | 0 | 0 | 0
2005-05-04 | 6:00 | 55.4 | 0 | 0 | 0 | 0 | 0 | 0 | 0 | 0 | 0 | 0 | 0 | 0 | 0
2005-05-04 | 7:00 | 57.2 | 56120.9056 | 56.1209 | 97411.2426 | 97.4112 | 97.4112 | 0 | 27.8318 | 0 | 70.4144 | -14.2935 | 0 | 0 | 0
2005-05-04 | 8:00 | 57.2 | 112172.7277 | 112.1727 | 28073.2517 | 28.0733 | 28.0733 | 0 | 8.0209 | 0 | 20.293 | 91.8798 | 91.8798 | 0 | 0
2005-05-04 | 9:00 | 60.8 | 297044.9545 | 297.045 | 2167.6292 | 2.1676 | 2.1676 | 0 | 0.61932 | 0 | 1.5669 | 295.4781 | 295.4781 | 0 | 0
2005-05-04 | 10:00 | 64.4 | 436597.5193 | 436.5975 | 1333.1572 | 1.3332 | 1.3332 | 0 | 0.3809 | 0 | 0.96368 | 435.6338 | 435.6338 | 0 | 0
2005-05-04 | 11:00 | 69.8 | 688119.1742 | 688.1192 | 999.3303 | 0.99933 | 0.99933 | 0 | 0.28552 | 0 | 0.72237 | 687.3968 | 687.3968 | 0 | 0
2005-05-04 | 12:00 | 73.4 | 838996.4863 | 838.9965 | 1070.2177 | 1.0702 | 1.0702 | 0 | 0.30578 | 0 | 0.77361 | 838.2229 | 838.2229 | 0 | 0
2005-05-04 | 13:00 | 75.2 | 864963.031 | 864.963 | 1355.2077 | 1.3552 | 1.3552 | 0 | 0.3872 | 0 | 0.97962 | 863.9834 | 863.9834 | 0 | 0
2005-05-04 | 14:00 | 75.2 | 983740.4747 | 983.7405 | 785.3372 | 0.78534 | 0.78534 | 0 | 0.22438 | 0 | 0.56769 | 983.1728 | 983.1728 | 0 | 0
2005-05-04 | 15:00 | 75.2 | 1092926.3164 | 1092.9263 | 306.4816 | 0.30648 | 0.30648 | 0 | 0.087566 | 0 | 0.22154 | 1092.7048 | 1092.7048 | 0 | 0
2005-05-04 | 16:00 | 71.6 | 972781.0376 | 972.781 | 205.5114 | 0.20551 | 0.20551 | 0 | 0.058718 | 0 | 0.14856 | 972.6325 | 972.6325 | 0 | 0
2005-05-04 | 17:00 | 69.8 | 892098.5719 | 892.0986 | 104.7651 | 0.10477 | 0.10477 | 0 | 0.029933 | 0 | 0.07573 | 892.0228 | 892.0228 | 0 | 0
2005-05-04 | 18:00 | 66.2 | 599928.1799 | 599.9282 | 794.1671 | 0.79417 | 0.79417 | 0 | 0.2269 | 0 | 0.57407 | 599.3541 | 599.3541 | 0 | 0
2005-05-04 | 19:00 | 62.6 | 478925.0597 | 478.9251 | 1031.8918 | 1.0319 | 1.0319 | 0 | 0.29483 | 0 | 0.74591 | 478.1791 | 478.1791 | 0 | 0
2005-05-04 | 20:00 | 60.8 | 341156.9414 | 341.1569 | 4147.9911 | 4.148 | 4.148 | 0 | 1.1851 | 0 | 2.9984 | 338.1585 | 338.1585 | 0 | 0
2005-05-04 | 21:00 | 59 | 233534.1052 | 233.5341 | 11510.3024 | 11.5103 | 11.5103 | 0 | 3.2887 | 0 | 8.3203 | 225.2138 | 225.2138 | 0 | 0
2005-05-04 | 22:00 | 59 | 118161.5738 | 118.1616 | 18549.5917 | 18.5496 | 18.5496 | 0 | 5.2999 | 0 | 13.4087 | 104.7529 | 104.7529 | 0 | 0
2005-05-04 | 23:00 | 59 | 0 | 0 | 0 | 0 | 0 | 0 | 0 | 0 | 0 | 0 | 0 | 0 | 0
2005-05-04 | 24:00 | 59 | 0 | 0 | 0 | 0 | 0 | 0 | 0 | 0 | 0 | 0 | 0 | 0 | 0
2005-05-05 | 1:00 | 57.2 | 0 | 0 | 0 | 0 | 0 | 0 | 0 | 0 | 0 | 0 | 0 | 0 | 0
2005-05-05 | 2:00 | 59 | 0 | 0 | 0 | 0 | 0 | 0 | 0 | 0 | 0 | 0 | 0 | 0 | 0
2005-05-05 | 3:00 | 59 | 0 | 0 | 0 | 0 | 0 | 0 | 0 | 0 | 0 | 0 | 0 | 0 | 0
2005-05-05 | 4:00 | 59 | 0 | 0 | 0 | 0 | 0 | 0 | 0 | 0 | 0 | 0 | 0 | 0 | 0
2005-05-05 | 5:00 | 57.2 | 0 | 0 | 0 | 0 | 0 | 0 | 0 | 0 | 0 | 0 | 0 | 0 | 0
2005-05-05 | 6:00 | 57.2 | 0 | 0 | 0 | 0 | 0 | 0 | 0 | 0 | 0 | 0 | 0 | 0 | 0
2005-05-05 | 7:00 | 59 | 87193.8596 | 87.1939 | 88442.4829 | 88.4425 | 88.4425 | 0 | 25.2693 | 0 | 63.9313 | 23.2626 | 23.2626 | 0 | 0
2005-05-05 | 8:00 | 60.8 | 132639.1618 | 132.6392 | 21699.485 | 21.6995 | 21.6995 | 0 | 6.1999 | 0 | 15.6856 | 116.9535 | 116.9535 | 0 | 0
2005-05-05 | 9:00 | 64.4 | 317331.668 | 317.3317 | 1487.8026 | 1.4878 | 1.4878 | 0 | 0.42509 | 0 | 1.0755 | 316.2562 | 316.2562 | 0 | 0
2005-05-05 | 10:00 | 66.2 | 403617.5705 | 403.6176 | 1030.9165 | 1.0309 | 1.0309 | 0 | 0.29455 | 0 | 0.74521 | 402.8724 | 402.8724 | 0 | 0
2005-05-05 | 11:00 | 64.4 | 398136.0154 | 398.136 | 882.0309 | 0.88203 | 0.88203 | 0 | 0.25201 | 0 | 0.63758 | 397.4984 | 397.4984 | 0 | 0
2005-05-05 | 12:00 | 67.46 | 408584.6436 | 408.5846 | 893.6327 | 0.89363 | 0.89363 | 0 | 0.25532 | 0 | 0.64597 | 407.9387 | 407.9387 | 0 | 0
2005-05-05 | 13:00 | 69.62 | 444272.9955 | 444.273 | 1230.4165 | 1.2304 | 1.2304 | 0 | 0.35155 | 0 | 0.88942 | 443.3836 | 443.3836 | 0 | 0
2005-05-05 | 14:00 | 70.34 | 532935.9557 | 532.936 | 736.2172 | 0.73622 | 0.73622 | 0 | 0.21035 | 0 | 0.53218 | 532.4038 | 532.4038 | 0 | 0
2005-05-05 | 15:00 | 69.8 | 580040.7369 | 580.0407 | 304.3739 | 0.30437 | 0.30437 | 0 | 0.086964 | 0 | 0.22002 | 579.8207 | 579.8207 | 0 | 0
2005-05-05 | 16:00 | 66.2 | 501024.4068 | 501.0244 | 218.7022 | 0.2187 | 0.2187 | 0 | 0.062486 | 0 | 0.15809 | 500.8663 | 500.8663 | 0 | 0
2005-05-05 | 17:00 | 66.2 | 442788.1999 | 442.7882 | 129.8527 | 0.12985 | 0.12985 | 0 | 0.037101 | 0 | 0.093865 | 442.6943 | 442.6943 | 0 | 0
2005-05-05 | 18:00 | 64.4 | 315124.823 | 315.1248 | 840.5099 | 0.84051 | 0.84051 | 0 | 0.24015 | 0 | 0.60757 | 314.5173 | 314.5173 | 0 | 0
2005-05-05 | 19:00 | 62.6 | 293277.5249 | 293.2775 | 1113.0014 | 1.113 | 1.113 | 0 | 0.318 | 0 | 0.80454 | 292.473 | 292.473 | 0 | 0
2005-05-05 | 20:00 | 60.8 | 242025.3664 | 242.0254 | 4428.9972 | 4.429 | 4.429 | 0 | 1.2654 | 0 | 3.2015 | 238.8238 | 238.8238 | 0 | 0
2005-05-05 | 21:00 | 57.2 | 130203.193 | 130.2032 | 12094.0256 | 12.094 | 12.094 | 0 | 3.4554 | 0 | 8.7423 | 121.4609 | 121.4609 | 0 | 0
2005-05-05 | 22:00 | 59 | 87698.9748 | 87.699 | 21085.8554 | 21.0859 | 21.0859 | 0 | 6.0245 | 0 | 15.2421 | 72.4569 | 72.4569 | 0 | 0
2005-05-05 | 23:00 | 57.2 | 0 | 0 | 0 | 0 | 0 | 0 | 0 | 0 | 0 | 0 | 0 | 0 | 0
2005-05-05 | 24:00 | 57.2 | 0 | 0 | 0 | 0 | 0 | 0 | 0 | 0 | 0 | 0 | 0 | 0 | 0
2005-05-06 | 1:00 | 57.2 | 0 | 0 | 0 | 0 | 0 | 0 | 0 | 0 | 0 | 0 | 0 | 0 | 0
2005-05-06 | 2:00 | 55.4 | 0 | 0 | 0 | 0 | 0 | 0 | 0 | 0 | 0 | 0 | 0 | 0 | 0
2005-05-06 | 3:00 | 55.4 | 0 | 0 | 0 | 0 | 0 | 0 | 0 | 0 | 0 | 0 | 0 | 0 | 0
2005-05-06 | 4:00 | 53.6 | 0 | 0 | 0 | 0 | 0 | 0 | 0 | 0 | 0 | 0 | 0 | 0 | 0
2005-05-06 | 5:00 | 55.4 | 0 | 0 | 0 | 0 | 0 | 0 | 0 | 0 | 0 | 0 | 0 | 0 | 0
2005-05-06 | 6:00 | 55.4 | 0 | 0 | 0 | 0 | 0 | 0 | 0 | 0 | 0 | 0 | 0 | 0 | 0
2005-05-06 | 7:00 | 55.4 | 22269.359 | 22.2694 | 122238.8097 | 122.2388 | 122.2388 | 0 | 34.9254 | 0 | 88.3612 | -66.0918 | 0 | 0 | 0
2005-05-06 | 8:00 | 57.2 | 38287.9236 | 38.2879 | 67098.85 | 67.0989 | 67.0989 | 0 | 19.1711 | 0 | 48.5029 | -10.215 | 0 | 0 | 0
2005-05-06 | 9:00 | 59 | 82168.7108 | 82.1687 | 28948.5075 | 28.9485 | 28.9485 | 0 | 8.271 | 0 | 20.9256 | 61.2431 | 61.2431 | 0 | 0
2005-05-06 | 10:00 | 60.8 | 129527.492 | 129.5275 | 10227.7437 | 10.2277 | 10.2277 | 0 | 2.9222 | 0 | 7.3932 | 122.1343 | 122.1343 | 0 | 0
2005-05-06 | 11:00 | 64.4 | 200760.5339 | 200.7605 | 7638.185 | 7.6382 | 7.6382 | 0 | 2.1823 | 0 | 5.5213 | 195.2392 | 195.2392 | 0 | 0
2005-05-06 | 12:00 | 62.6 | 211815.4421 | 211.8154 | 6649.4221 | 6.6494 | 6.6494 | 0 | 1.8998 | 0 | 4.8066 | 207.0089 | 207.0089 | 0 | 0
2005-05-06 | 13:00 | 66.2 | 237012.4299 | 237.0124 | 8832.9185 | 8.8329 | 8.8329 | 0 | 2.5237 | 0 | 6.3849 | 230.6275 | 230.6275 | 0 | 0
2005-05-06 | 14:00 | 68 | 309729.9251 | 309.7299 | 5866.2678 | 5.8663 | 5.8663 | 0 | 1.6761 | 0 | 4.2405 | 305.4895 | 305.4895 | 0 | 0
2005-05-06 | 15:00 | 68 | 332672.3121 | 332.6723 | 5753.767 | 5.7538 | 5.7538 | 0 | 1.6439 | 0 | 4.1592 | 328.5132 | 328.5132 | 0 | 0
2005-05-06 | 16:00 | 66.2 | 311333.0963 | 311.3331 | 5734.2016 | 5.7342 | 5.7342 | 0 | 1.6383 | 0 | 4.145 | 307.1881 | 307.1881 | 0 | 0
2005-05-06 | 17:00 | 64.4 | 238358.9738 | 238.359 | 5242.1753 | 5.2422 | 5.2422 | 0 | 1.4978 | 0 | 3.7893 | 234.5696 | 234.5696 | 0 | 0
2005-05-06 | 18:00 | 62.6 | 168443.9921 | 168.444 | 19526.141 | 19.5261 | 19.5261 | 0 | 5.5789 | 0 | 14.1146 | 154.3294 | 154.3294 | 0 | 0
2005-05-06 | 19:00 | 60.8 | 123928.1638 | 123.9282 | 1952.6972 | 1.9527 | 1.9527 | 0 | 0.55791 | 0 | 1.4115 | 122.5166 | 122.5166 | 0 | 0
2005-05-06 | 20:00 | 60.8 | 107009.7184 | 107.0097 | 20002.7842 | 20.0028 | 20.0028 | 0 | 5.7151 | 0 | 14.4592 | 92.5506 | 92.5506 | 0 | 0
2005-05-06 | 21:00 | 57.2 | 71073.3411 | 71.0733 | 28532.0834 | 28.5321 | 28.5321 | 0 | 8.152 | 0 | 20.6246 | 50.4487 | 50.4487 | 0 | 0
2005-05-06 | 22:00 | 57.2 | 45085.2967 | 45.0853 | 37366.371 | 37.3664 | 37.3664 | 0 | 10.6761 | 0 | 27.0105 | 18.0747 | 18.0747 | 0 | 0
2005-05-06 | 23:00 | 55.4 | 0 | 0 | 0 | 0 | 0 | 0 | 0 | 0 | 0 | 0 | 0 | 0 | 0
2005-05-06 | 24:00 | 51.8 | 0 | 0 | 0 | 0 | 0 | 0 | 0 | 0 | 0 | 0 | 0 | 0 | 0
2005-05-07 | 1:00 | 50 | 0 | 0 | 0 | 0 | 0 | 0 | 0 | 0 | 0 | 0 | 0 | 0 | 0
2005-05-07 | 2:00 | 53.6 | 0 | 0 | 0 | 0 | 0 | 0 | 0 | 0 | 0 | 0 | 0 | 0 | 0
2005-05-07 | 3:00 | 53.6 | 0 | 0 | 0 | 0 | 0 | 0 | 0 | 0 | 0 | 0 | 0 | 0 | 0
2005-05-07 | 4:00 | 55.4 | 0 | 0 | 0 | 0 | 0 | 0 | 0 | 0 | 0 | 0 | 0 | 0 | 0
2005-05-07 | 5:00 | 53.6 | 0 | 0 | 0 | 0 | 0 | 0 | 0 | 0 | 0 | 0 | 0 | 0 | 0
2005-05-07 | 6:00 | 55.4 | 0 | 0 | 0 | 0 | 0 | 0 | 0 | 0 | 0 | 0 | 0 | 0 | 0
2005-05-07 | 7:00 | 55.4 | 17413.1696 | 17.4132 | 38920.0519 | 38.9201 | 38.9201 | 0 | 11.12 | 0 | 28.1336 | -10.7205 | 0 | 0 | 0
2005-05-07 | 8:00 | 57.2 | 32755.9957 | 32.756 | 33722.1221 | 33.7221 | 33.7221 | 0 | 9.6349 | 0 | 24.3763 | 8.3797 | 8.3797 | 0 | 0
2005-05-07 | 9:00 | 60.8 | 81702.9084 | 81.7029 | 30426.0682 | 30.4261 | 30.4261 | 0 | 8.6932 | 0 | 21.9937 | 59.7092 | 59.7092 | 0 | 0
2005-05-07 | 10:00 | 62.6 | 133385.7746 | 133.3858 | 29222.3482 | 29.2223 | 29.2223 | 0 | 8.3492 | 0 | 21.1236 | 112.2622 | 112.2622 | 0 | 0
2005-05-07 | 11:00 | 64.4 | 167018.8209 | 167.0188 | 9410.0439 | 9.41 | 9.41 | 0 | 2.6886 | 0 | 6.8021 | 160.2167 | 160.2167 | 0 | 0
2005-05-07 | 12:00 | 66.2 | 202956.5131 | 202.9565 | 8469.5852 | 8.4696 | 8.4696 | 0 | 2.4199 | 0 | 6.1223 | 196.8342 | 196.8342 | 0 | 0
2005-05-07 | 13:00 | 68 | 238830.8764 | 238.8309 | 23748.9925 | 23.749 | 23.749 | 0 | 6.7854 | 0 | 17.1671 | 221.6637 | 221.6637 | 0 | 0
2005-05-07 | 14:00 | 68 | 254636.0726 | 254.6361 | 21850.3264 | 21.8503 | 21.8503 | 0 | 6.243 | 0 | 15.7947 | 238.8414 | 238.8414 | 0 | 0
2005-05-07 | 15:00 | 69.8 | 277151.6323 | 277.1516 | 9776.4109 | 9.7764 | 9.7764 | 0 | 2.7933 | 0 | 7.0669 | 270.0847 | 270.0847 | 0 | 0
2005-05-07 | 16:00 | 69.8 | 295023.33 | 295.0233 | 4547.5906 | 4.5476 | 4.5476 | 0 | 1.2993 | 0 | 3.2873 | 291.7361 | 291.7361 | 0 | 0
2005-05-07 | 17:00 | 66.2 | 252698.6703 | 252.6987 | 14069.5091 | 14.0695 | 14.0695 | 0 | 4.0199 | 0 | 10.1702 | 242.5284 | 242.5284 | 0 | 0
2005-05-07 | 18:00 | 64.4 | 197678.7789 | 197.6788 | 23693.0195 | 23.693 | 23.693 | 0 | 6.7694 | 0 | 17.1267 | 180.5521 | 180.5521 | 0 | 0
2005-05-07 | 19:00 | 62.6 | 163301.4227 | 163.3014 | 34320.5007 | 34.3205 | 34.3205 | 0 | 9.8059 | 0 | 24.8088 | 138.4926 | 138.4926 | 0 | 0
2005-05-07 | 20:00 | 60.8 | 130245.6015 | 130.2456 | 41171.4613 | 41.1715 | 41.1715 | 0 | 11.7633 | 0 | 29.7611 | 100.4845 | 100.4845 | 0 | 0
2005-05-07 | 21:00 | 59 | 94828.3259 | 94.8283 | 48250.3967 | 48.2504 | 48.2504 | 0 | 13.7858 | 0 | 34.8781 | 59.9502 | 59.9502 | 0 | 0
2005-05-07 | 22:00 | 57.2 | 58058.5904 | 58.0586 | 55700.7734 | 55.7008 | 55.7008 | 0 | 15.9145 | 0 | 40.2637 | 17.7949 | 17.7949 | 0 | 0
2005-05-07 | 23:00 | 55.4 | 0 | 0 | 0 | 0 | 0 | 0 | 0 | 0 | 0 | 0 | 0 | 0 | 0
2005-05-07 | 24:00 | 53.6 | 0 | 0 | 0 | 0 | 0 | 0 | 0 | 0 | 0 | 0 | 0 | 0 | 0
2005-05-08 | 1:00 | 53.6 | 0 | 0 | 0 | 0 | 0 | 0 | 0 | 0 | 0 | 0 | 0 | 0 | 0
2005-05-08 | 2:00 | 51.8 | 0 | 0 | 0 | 0 | 0 | 0 | 0 | 0 | 0 | 0 | 0 | 0 | 0
2005-05-08 | 3:00 | 51.8 | 0 | 0 | 0 | 0 | 0 | 0 | 0 | 0 | 0 | 0 | 0 | 0 | 0
2005-05-08 | 4:00 | 50 | 0 | 0 | 0 | 0 | 0 | 0 | 0 | 0 | 0 | 0 | 0 | 0 | 0
2005-05-08 | 5:00 | 48.2 | 0 | 0 | 0 | 0 | 0 | 0 | 0 | 0 | 0 | 0 | 0 | 0 | 0
2005-05-08 | 6:00 | 51.8 | 0 | 0 | 0 | 0 | 0 | 0 | 0 | 0 | 0 | 0 | 0 | 0 | 0
2005-05-08 | 7:00 | 55.4 | 4339.8052 | 4.3398 | 168158.6816 | 168.1587 | 168.1587 | 0 | 45.4483 | 0 | 114.9842 | -110.6444 | 0 | 0 | 0
2005-05-08 | 8:00 | 60.8 | 84087.1977 | 84.0872 | 39655.0601 | 39.6551 | 39.6551 | 0 | 11.33 | 0 | 28.6649 | 55.4223 | 55.4223 | 0 | 0
2005-05-08 | 9:00 | 64.4 | 310824.3483 | 310.8243 | 4227.7692 | 4.2278 | 4.2278 | 0 | 1.2079 | 0 | 3.0561 | 307.7683 | 307.7683 | 0 | 0
2005-05-08 | 10:00 | 64.4 | 359415.459 | 359.4155 | 2932.6504 | 2.9327 | 2.9327 | 0 | 0.8379 | 0 | 2.1199 | 357.2956 | 357.2956 | 0 | 0
2005-05-08 | 11:00 | 69.8 | 458006.3381 | 458.0063 | 2058.0847 | 2.0581 | 2.0581 | 0 | 0.58802 | 0 | 1.4877 | 456.5186 | 456.5186 | 0 | 0
2005-05-08 | 12:00 | 69.8 | 494667.5066 | 494.6675 | 1957.8116 | 1.9578 | 1.9578 | 0 | 0.55937 | 0 | 1.4152 | 493.2523 | 493.2523 | 0 | 0
2005-05-08 | 13:00 | 71.6 | 483248.1922 | 483.2482 | 2084.5958 | 2.0846 | 2.0846 | 0 | 0.5956 | 0 | 1.5069 | 481.7413 | 481.7413 | 0 | 0
2005-05-08 | 14:00 | 73.4 | 596431.5932 | 596.4316 | 1483.9338 | 1.4839 | 1.4839 | 0 | 0.42398 | 0 | 1.0727 | 595.3589 | 595.3589 | 0 | 0
2005-05-08 | 15:00 | 71.6 | 665934.2956 | 665.9343 | 806.812 | 0.80681 | 0.80681 | 0 | 0.23052 | 0 | 0.58321 | 665.3511 | 665.3511 | 0 | 0
2005-05-08 | 16:00 | 71.6 | 659750.5126 | 659.7505 | 638.032 | 0.63803 | 0.63803 | 0 | 0.18229 | 0 | 0.46121 | 659.2893 | 659.2893 | 0 | 0
2005-05-08 | 17:00 | 69.8 | 625781.8832 | 625.7819 | 504.7906 | 0.50479 | 0.50479 | 0 | 0.14423 | 0 | 0.36489 | 625.417 | 625.417 | 0 | 0
2005-05-08 | 18:00 | 66.2 | 378887.9754 | 378.888 | 1233.1429 | 1.2331 | 1.2331 | 0 | 0.35233 | 0 | 0.89139 | 377.9966 | 377.9966 | 0 | 0
2005-05-08 | 19:00 | 62.6 | 317353.1946 | 317.3532 | 1474.8592 | 1.4749 | 1.4749 | 0 | 0.42139 | 0 | 1.0661 | 316.2871 | 316.2871 | 0 | 0
2005-05-08 | 20:00 | 60.8 | 240183.7229 | 240.1837 | 4476.1434 | 4.4761 | 4.4761 | 0 | 1.2789 | 0 | 3.2356 | 236.9481 | 236.9481 | 0 | 0
2005-05-08 | 21:00 | 59 | 144556.2371 | 144.5562 | 13988.7072 | 13.9887 | 13.9887 | 0 | 3.9968 | 0 | 10.1118 | 134.4444 | 134.4444 | 0 | 0
2005-05-08 | 22:00 | 59 | 95669.8671 | 95.6699 | 23521.5634 | 23.5216 | 23.5216 | 0 | 6.7204 | 0 | 17.0027 | 78.6671 | 78.6671 | 0 | 0
2005-05-08 | 23:00 | 55.4 | 0 | 0 | 0 | 0 | 0 | 0 | 0 | 0 | 0 | 0 | 0 | 0 | 0
2005-05-08 | 24:00 | 55.4 | 0 | 0 | 0 | 0 | 0 | 0 | 0 | 0 | 0 | 0 | 0 | 0 | 0
2005-05-09 | 1:00 | 55.4 | 0 | 0 | 0 | 0 | 0 | 0 | 0 | 0 | 0 | 0 | 0 | 0 | 0
2005-05-09 | 2:00 | 55.4 | 0 | 0 | 0 | 0 | 0 | 0 | 0 | 0 | 0 | 0 | 0 | 0 | 0
2005-05-09 | 3:00 | 57.2 | 0 | 0 | 0 | 0 | 0 | 0 | 0 | 0 | 0 | 0 | 0 | 0 | 0
2005-05-09 | 4:00 | 57.2 | 0 | 0 | 0 | 0 | 0 | 0 | 0 | 0 | 0 | 0 | 0 | 0 | 0
2005-05-09 | 5:00 | 55.4 | 0 | 0 | 0 | 0 | 0 | 0 | 0 | 0 | 0 | 0 | 0 | 0 | 0
2005-05-09 | 6:00 | 57.2 | 0 | 0 | 0 | 0 | 0 | 0 | 0 | 0 | 0 | 0 | 0 | 0 | 0
2005-05-09 | 7:00 | 57.2 | 59059.8542 | 59.0599 | 108658.6522 | 108.6587 | 108.6587 | 0 | 31.0453 | 0 | 78.5447 | -19.4848 | 0 | 0 | 0
2005-05-09 | 8:00 | 59 | 80663.3858 | 80.6634 | 28731.8235 | 28.7318 | 28.7318 | 0 | 8.2091 | 0 | 20.769 | 59.8944 | 59.8944 | 0 | 0
2005-05-09 | 9:00 | 62.6 | 240638.3025 | 240.6383 | 2264.6498 | 2.2646 | 2.2646 | 0 | 0.64704 | 0 | 1.637 | 239.0013 | 239.0013 | 0 | 0
2005-05-09 | 10:00 | 66.2 | 363684.9991 | 363.685 | 1483.4599 | 1.4835 | 1.4835 | 0 | 0.42385 | 0 | 1.0723 | 362.6127 | 362.6127 | 0 | 0
2005-05-09 | 11:00 | 66.2 | 407470.195 | 407.4702 | 1251.757 | 1.2518 | 1.2518 | 0 | 0.35764 | 0 | 0.90484 | 406.5654 | 406.5654 | 0 | 0
2005-05-09 | 12:00 | 64.4 | 345169.2469 | 345.1692 | 1217.4429 | 1.2174 | 1.2174 | 0 | 0.34784 | 0 | 0.88004 | 344.2892 | 344.2892 | 0 | 0
2005-05-09 | 13:00 | 64.4 | 298407.9295 | 298.4079 | 1584.6155 | 1.5846 | 1.5846 | 0 | 0.45275 | 0 | 1.1455 | 297.2625 | 297.2625 | 0 | 0
2005-05-09 | 14:00 | 66.2 | 362008.2375 | 362.0082 | 1046.6945 | 1.0467 | 1.0467 | 0 | 0.29906 | 0 | 0.75661 | 361.2516 | 361.2516 | 0 | 0
2005-05-09 | 15:00 | 66.2 | 441011.5847 | 441.0116 | 586.8318 | 0.58683 | 0.58683 | 0 | 0.16767 | 0 | 0.4242 | 440.5874 | 440.5874 | 0 | 0
2005-05-09 | 16:00 | 66.2 | 442143.9065 | 442.1439 | 474.238 | 0.47424 | 0.47424 | 0 | 0.1355 | 0 | 0.34281 | 441.8011 | 441.8011 | 0 | 0
2005-05-09 | 17:00 | 66.2 | 450435.9568 | 450.436 | 366.2686 | 0.36627 | 0.36627 | 0 | 0.10465 | 0 | 0.26476 | 450.1712 | 450.1712 | 0 | 0
2005-05-09 | 18:00 | 64.4 | 294591.5376 | 294.5915 | 1170.0329 | 1.17 | 1.17 | 0 | 0.3343 | 0 | 0.84577 | 293.7458 | 293.7458 | 0 | 0
2005-05-09 | 19:00 | 62.6 | 269188.7592 | 269.1888 | 1439.2823 | 1.4393 | 1.4393 | 0 | 0.41122 | 0 | 1.0404 | 268.1484 | 268.1484 | 0 | 0
2005-05-09 | 20:00 | 60.8 | 210890.3331 | 210.8903 | 5163.3787 | 5.1634 | 5.1634 | 0 | 1.4753 | 0 | 3.7324 | 207.1579 | 207.1579 | 0 | 0
2005-05-09 | 21:00 | 55.4 | 71182.6697 | 71.1827 | 15511.0431 | 15.511 | 15.511 | 0 | 4.4317 | 0 | 11.2123 | 59.9704 | 59.9704 | 0 | 0
2005-05-09 | 22:00 | 55.4 | 17071.2387 | 17.0712 | 24805.7186 | 24.8057 | 24.8057 | 0 | 7.0873 | 0 | 17.931 | -0.85975 | 0 | 0 | 0
2005-05-09 | 23:00 | 55.4 | 0 | 0 | 0 | 0 | 0 | 0 | 0 | 0 | 0 | 0 | 0 | 0 | 0
2005-05-09 | 24:00 | 51.8 | 0 | 0 | 0 | 0 | 0 | 0 | 0 | 0 | 0 | 0 | 0 | 0 | 0
2005-05-10 | 1:00 | 50 | 0 | 0 | 0 | 0 | 0 | 0 | 0 | 0 | 0 | 0 | 0 | 0 | 0
2005-05-10 | 2:00 | 50 | 0 | 0 | 0 | 0 | 0 | 0 | 0 | 0 | 0 | 0 | 0 | 0 | 0
2005-05-10 | 3:00 | 48.2 | 0 | 0 | 0 | 0 | 0 | 0 | 0 | 0 | 0 | 0 | 0 | 0 | 0
2005-05-10 | 4:00 | 48.2 | 0 | 0 | 0 | 0 | 0 | 0 | 0 | 0 | 0 | 0 | 0 | 0 | 0
2005-05-10 | 5:00 | 48.2 | 0 | 0 | 0 | 0 | 0 | 0 | 0 | 0 | 0 | 0 | 0 | 0 | 0
2005-05-10 | 6:00 | 50 | 0 | 0 | 0 | 0 | 0 | 0 | 0 | 0 | 0 | 0 | 0 | 0 | 0
2005-05-10 | 7:00 | 53.6 | 5.7124 | 0.0057124 | 135077.8583 | 135.0779 | 135.0779 | 0 | 36.5075 | 0 | 92.364 | -92.3583 | 0 | 0 | 0
2005-05-10 | 8:00 | 57.2 | 24929.4841 | 24.9295 | 27800.5809 | 27.8006 | 27.8006 | 0 | 7.943 | 0 | 20.0958 | 4.8336 | 4.8336 | 0 | 0
2005-05-10 | 9:00 | 60.8 | 159116.7216 | 159.1167 | 2769.6483 | 2.7696 | 2.7696 | 0 | 0.79133 | 0 | 2.0021 | 157.1147 | 157.1147 | 0 | 0
2005-05-10 | 10:00 | 64.4 | 282397.2752 | 282.3973 | 1772.5518 | 1.7726 | 1.7726 | 0 | 0.50644 | 0 | 1.2813 | 281.116 | 281.116 | 0 | 0
2005-05-10 | 11:00 | 66.2 | 341658.2545 | 341.6583 | 1111.8596 | 1.1119 | 1.1119 | 0 | 0.31767 | 0 | 0.80372 | 340.8545 | 340.8545 | 0 | 0
2005-05-10 | 12:00 | 68 | 368424.6434 | 368.4246 | 1136.4815 | 1.1365 | 1.1365 | 0 | 0.32471 | 0 | 0.82151 | 367.6031 | 367.6031 | 0 | 0
2005-05-10 | 13:00 | 71.6 | 424095.5659 | 424.0956 | 1413.9147 | 1.4139 | 1.4139 | 0 | 0.40398 | 0 | 1.0221 | 423.0735 | 423.0735 | 0 | 0
2005-05-10 | 14:00 | 73.4 | 548944.6626 | 548.9447 | 859.6307 | 0.85963 | 0.85963 | 0 | 0.24561 | 0 | 0.62139 | 548.3233 | 548.3233 | 0 | 0
2005-05-10 | 15:00 | 71.6 | 621541.5403 | 621.5415 | 403.9616 | 0.40396 | 0.40396 | 0 | 0.11542 | 0 | 0.29201 | 621.2495 | 621.2495 | 0 | 0
2005-05-10 | 16:00 | 69.8 | 579565.272 | 579.5653 | 309.086 | 0.30909 | 0.30909 | 0 | 0.08831 | 0 | 0.22343 | 579.3418 | 579.3418 | 0 | 0
2005-05-10 | 17:00 | 68 | 513271.4497 | 513.2714 | 225.0313 | 0.22503 | 0.22503 | 0 | 0.064295 | 0 | 0.16267 | 513.1088 | 513.1088 | 0 | 0
2005-05-10 | 18:00 | 66.2 | 322516.2176 | 322.5162 | 928.8523 | 0.92885 | 0.92885 | 0 | 0.26539 | 0 | 0.67143 | 321.8448 | 321.8448 | 0 | 0
2005-05-10 | 19:00 | 62.6 | 279477.5685 | 279.4776 | 1170.3729 | 1.1704 | 1.1704 | 0 | 0.33439 | 0 | 0.84601 | 278.6316 | 278.6316 | 0 | 0
2005-05-10 | 20:00 | 55.4 | 98543.6153 | 98.5436 | 4451.3225 | 4.4513 | 4.4513 | 0 | 1.2718 | 0 | 3.2177 | 95.3259 | 95.3259 | 0 | 0
2005-05-10 | 21:00 | 57.2 | 40329.4576 | 40.3295 | 14144.9939 | 14.145 | 14.145 | 0 | 4.0414 | 0 | 10.2248 | 30.1046 | 30.1046 | 0 | 0
2005-05-10 | 22:00 | 57.2 | 48424.0758 | 48.4241 | 21978.1167 | 21.9781 | 21.9781 | 0 | 6.2795 | 0 | 15.887 | 32.537 | 32.537 | 0 | 0
2005-05-10 | 23:00 | 53.6 | 0 | 0 | 0 | 0 | 0 | 0 | 0 | 0 | 0 | 0 | 0 | 0 | 0
2005-05-10 | 24:00 | 53.6 | 0 | 0 | 0 | 0 | 0 | 0 | 0 | 0 | 0 | 0 | 0 | 0 | 0
2005-05-11 | 1:00 | 51.8 | 0 | 0 | 0 | 0 | 0 | 0 | 0 | 0 | 0 | 0 | 0 | 0 | 0
2005-05-11 | 2:00 | 50 | 0 | 0 | 0 | 0 | 0 | 0 | 0 | 0 | 0 | 0 | 0 | 0 | 0
2005-05-11 | 3:00 | 50 | 0 | 0 | 0 | 0 | 0 | 0 | 0 | 0 | 0 | 0 | 0 | 0 | 0
2005-05-11 | 4:00 | 48.2 | 0 | 0 | 0 | 0 | 0 | 0 | 0 | 0 | 0 | 0 | 0 | 0 | 0
2005-05-11 | 5:00 | 48.2 | 0 | 0 | 0 | 0 | 0 | 0 | 0 | 0 | 0 | 0 | 0 | 0 | 0
2005-05-11 | 6:00 | 51.8 | 0 | 0 | 0 | 0 | 0 | 0 | 0 | 0 | 0 | 0 | 0 | 0 | 0
2005-05-11 | 7:00 | 55.4 | 4772.1507 | 4.7722 | 101864.1275 | 101.8641 | 101.8641 | 0 | 29.104 | 0 | 73.6332 | -68.8611 | 0 | 0 | 0
2005-05-11 | 8:00 | 60.8 | 79719.3556 | 79.7194 | 24104.2689 | 24.1043 | 24.1043 | 0 | 6.8869 | 0 | 17.4239 | 62.2954 | 62.2954 | 0 | 0
2005-05-11 | 9:00 | 64.4 | 279287.3348 | 279.2873 | 2340.0182 | 2.34 | 2.34 | 0 | 0.66858 | 0 | 1.6915 | 277.5958 | 277.5958 | 0 | 0
2005-05-11 | 10:00 | 69.8 | 422332.2329 | 422.3322 | 1400.7964 | 1.4008 | 1.4008 | 0 | 0.40023 | 0 | 1.0126 | 421.3197 | 421.3197 | 0 | 0
2005-05-11 | 11:00 | 73.4 | 606649.8452 | 606.6498 | 943.7578 | 0.94376 | 0.94376 | 0 | 0.26965 | 0 | 0.6822 | 605.9676 | 605.9676 | 0 | 0
2005-05-11 | 12:00 | 75.2 | 648766.4972 | 648.7665 | 960.4236 | 0.96042 | 0.96042 | 0 | 0.27441 | 0 | 0.69425 | 648.0722 | 648.0722 | 0 | 0
2005-05-11 | 13:00 | 77 | 634099.7439 | 634.0997 | 1206.2771 | 1.2063 | 1.2063 | 0 | 0.34465 | 0 | 0.87197 | 633.2278 | 633.2278 | 0 | 0
2005-05-11 | 14:00 | 78.8 | 797821.2079 | 797.8212 | 660.7868 | 0.66079 | 0.66079 | 0 | 0.1888 | 0 | 0.47765 | 797.3436 | 797.3436 | 0 | 0
2005-05-11 | 15:00 | 77 | 876157.1257 | 876.1571 | 255.1138 | 0.25511 | 0.25511 | 0 | 0.07289 | 0 | 0.18441 | 875.9727 | 875.9727 | 0 | 0
2005-05-11 | 16:00 | 75.2 | 835268.9144 | 835.2689 | 163.6672 | 0.16367 | 0.16367 | 0 | 0.046762 | 0 | 0.11831 | 835.1506 | 835.1506 | 0 | 0
2005-05-11 | 17:00 | 73.4 | 763954.7119 | 763.9547 | 79.7791 | 0.079779 | 0.079779 | 0 | 0.022794 | 0 | 0.057669 | 763.897 | 763.897 | 0 | 0
2005-05-11 | 18:00 | 71.6 | 520501.1707 | 520.5012 | 712.0536 | 0.71205 | 0.71205 | 0 | 0.20344 | 0 | 0.51471 | 519.9865 | 519.9865 | 0 | 0
2005-05-11 | 19:00 | 66.2 | 423617.7084 | 423.6177 | 929.4946 | 0.92949 | 0.92949 | 0 | 0.26557 | 0 | 0.67189 | 422.9458 | 422.9458 | 0 | 0
2005-05-11 | 20:00 | 62.6 | 277543.8984 | 277.5439 | 2710.4942 | 2.7105 | 2.7105 | 0 | 0.77443 | 0 | 1.9593 | 275.5846 | 275.5846 | 0 | 0
2005-05-11 | 21:00 | 57.2 | 110682.2902 | 110.6823 | 10371.2058 | 10.3712 | 10.3712 | 0 | 2.9632 | 0 | 7.4969 | 103.1854 | 103.1854 | 0 | 0
2005-05-11 | 22:00 | 59 | 69098.0588 | 69.0981 | 18147.0431 | 18.147 | 18.147 | 0 | 5.1849 | 0 | 13.1177 | 55.9803 | 55.9803 | 0 | 0
2005-05-11 | 23:00 | 57.2 | 0 | 0 | 0 | 0 | 0 | 0 | 0 | 0 | 0 | 0 | 0 | 0 | 0
2005-05-11 | 24:00 | 55.4 | 0 | 0 | 0 | 0 | 0 | 0 | 0 | 0 | 0 | 0 | 0 | 0 | 0
2005-05-12 | 1:00 | 53.6 | 0 | 0 | 0 | 0 | 0 | 0 | 0 | 0 | 0 | 0 | 0 | 0 | 0
2005-05-12 | 2:00 | 51.8 | 0 | 0 | 0 | 0 | 0 | 0 | 0 | 0 | 0 | 0 | 0 | 0 | 0
2005-05-12 | 3:00 | 51.8 | 0 | 0 | 0 | 0 | 0 | 0 | 0 | 0 | 0 | 0 | 0 | 0 | 0
2005-05-12 | 4:00 | 51.8 | 0 | 0 | 0 | 0 | 0 | 0 | 0 | 0 | 0 | 0 | 0 | 0 | 0
2005-05-12 | 5:00 | 51.8 | 0 | 0 | 0 | 0 | 0 | 0 | 0 | 0 | 0 | 0 | 0 | 0 | 0
2005-05-12 | 6:00 | 55.4 | 0 | 0 | 0 | 0 | 0 | 0 | 0 | 0 | 0 | 0 | 0 | 0 | 0
2005-05-12 | 7:00 | 60.8 | 76309.9899 | 76.31 | 79148.5956 | 79.1486 | 79.1486 | 0 | 22.6139 | 0 | 57.2131 | 19.0969 | 19.0969 | 0 | 0
2005-05-12 | 8:00 | 68 | 241121.3728 | 241.1214 | 19536.1036 | 19.5361 | 19.5361 | 0 | 5.5817 | 0 | 14.1218 | 226.9996 | 226.9996 | 0 | 0
2005-05-12 | 9:00 | 71.6 | 539000.7494 | 539.0007 | 1496.278 | 1.4963 | 1.4963 | 0 | 0.42751 | 0 | 1.0816 | 537.9192 | 537.9192 | 0 | 0
2005-05-12 | 10:00 | 77 | 735553.1198 | 735.5531 | 909.8337 | 0.90983 | 0.90983 | 0 | 0.25995 | 0 | 0.65768 | 734.8954 | 734.8954 | 0 | 0
2005-05-12 | 11:00 | 82.4 | 887683.6496 | 887.6836 | 595.9491 | 0.59595 | 0.59595 | 0 | 0.17027 | 0 | 0.43079 | 887.2529 | 887.2529 | 0 | 0
2005-05-12 | 12:00 | 84.2 | 982710.4252 | 982.7104 | 678.8974 | 0.6789 | 0.6789 | 0 | 0.19397 | 0 | 0.49075 | 982.2197 | 982.2197 | 0 | 0
2005-05-12 | 13:00 | 87.8 | 1028050.8823 | 1028.0509 | 901.4419 | 0.90144 | 0.90144 | 0 | 0.25755 | 0 | 0.65161 | 1027.3993 | 1027.3993 | 0 | 0
2005-05-12 | 14:00 | 87.8 | 1154119.8148 | 1154.1198 | 401.1025 | 0.4011 | 0.4011 | 0 | 0.1146 | 0 | 0.28994 | 1153.8299 | 1153.8299 | 0 | 0
2005-05-12 | 15:00 | 87.8 | 1278319.3289 | 1278.3193 | 81.7844 | 0.081784 | 0.081784 | 0 | 0.023367 | 0 | 0.059118 | 1278.2602 | 1278.2602 | 0 | 0
2005-05-12 | 16:00 | 84.2 | 1244368.3453 | 1244.3683 | 75.2227 | 0.075223 | 0.075223 | 0 | 0.021492 | 0 | 0.054375 | 1244.314 | 1244.314 | 0 | 0
2005-05-12 | 17:00 | 82.4 | 1143853.848 | 1143.8538 | 66.1714 | 0.066171 | 0.066171 | 0 | 0.018906 | 0 | 0.047833 | 1143.806 | 1143.806 | 0 | 0
2005-05-12 | 18:00 | 80.6 | 814516.964 | 814.517 | 243.9089 | 0.24391 | 0.24391 | 0 | 0.069688 | 0 | 0.17631 | 814.3407 | 814.3407 | 0 | 0
2005-05-12 | 19:00 | 77 | 767797.3498 | 767.7973 | 450.168 | 0.45017 | 0.45017 | 0 | 0.12862 | 0 | 0.32541 | 767.4719 | 767.4719 | 0 | 0
2005-05-12 | 20:00 | 73.4 | 627978.9824 | 627.979 | 872.7561 | 0.87276 | 0.87276 | 0 | 0.24936 | 0 | 0.63088 | 627.3481 | 627.3481 | 0 | 0
2005-05-12 | 21:00 | 66.2 | 417430.7252 | 417.4307 | 6674.5236 | 6.6745 | 6.6745 | 0 | 1.907 | 0 | 4.8247 | 412.606 | 412.606 | 0 | 0
2005-05-12 | 22:00 | 62.6 | 200512.6104 | 200.5126 | 11386.1328 | 11.3861 | 11.3861 | 0 | 3.2532 | 0 | 8.2305 | 192.2821 | 192.2821 | 0 | 0
2005-05-12 | 23:00 | 60.8 | 0 | 0 | 0 | 0 | 0 | 0 | 0 | 0 | 0 | 0 | 0 | 0 | 0
2005-05-12 | 24:00 | 59 | 0 | 0 | 0 | 0 | 0 | 0 | 0 | 0 | 0 | 0 | 0 | 0 | 0
2005-05-13 | 1:00 | 57.2 | 0 | 0 | 0 | 0 | 0 | 0 | 0 | 0 | 0 | 0 | 0 | 0 | 0
2005-05-13 | 2:00 | 53.6 | 0 | 0 | 0 | 0 | 0 | 0 | 0 | 0 | 0 | 0 | 0 | 0 | 0
2005-05-13 | 3:00 | 55.4 | 0 | 0 | 0 | 0 | 0 | 0 | 0 | 0 | 0 | 0 | 0 | 0 | 0
2005-05-13 | 4:00 | 53.6 | 0 | 0 | 0 | 0 | 0 | 0 | 0 | 0 | 0 | 0 | 0 | 0 | 0
2005-05-13 | 5:00 | 51.8 | 0 | 0 | 0 | 0 | 0 | 0 | 0 | 0 | 0 | 0 | 0 | 0 | 0
2005-05-13 | 6:00 | 59 | 0 | 0 | 0 | 0 | 0 | 0 | 0 | 0 | 0 | 0 | 0 | 0 | 0
2005-05-13 | 7:00 | 66.2 | 175733.6012 | 175.7336 | 76345.9381 | 76.3459 | 76.3459 | 0 | 21.8131 | 0 | 55.1872 | 120.5464 | 120.5464 | 0 | 0
2005-05-13 | 8:00 | 69.8 | 291243.5691 | 291.2436 | 46801.8899 | 46.8019 | 46.8019 | 0 | 13.372 | 0 | 33.8311 | 257.4125 | 257.4125 | 0 | 0
2005-05-13 | 9:00 | 75.2 | 451601.4585 | 451.6015 | 19171.1651 | 19.1712 | 19.1712 | 0 | 5.4775 | 0 | 13.858 | 437.7434 | 437.7434 | 0 | 0
2005-05-13 | 10:00 | 82.4 | 668267.2875 | 668.2673 | 2374.644 | 2.3746 | 2.3746 | 0 | 0.67847 | 0 | 1.7165 | 666.5508 | 666.5508 | 0 | 0
2005-05-13 | 11:00 | 84.2 | 889893.2553 | 889.8933 | 2211.6229 | 2.2116 | 2.2116 | 0 | 0.63189 | 0 | 1.5987 | 888.2946 | 888.2946 | 0 | 0
2005-05-13 | 12:00 | 87.8 | 941325.0913 | 941.3251 | 2091.6384 | 2.0916 | 2.0916 | 0 | 0.59761 | 0 | 1.512 | 939.8131 | 939.8131 | 0 | 0
2005-05-13 | 13:00 | 91.4 | 1014838.1204 | 1014.8381 | 1883.6962 | 1.8837 | 1.8837 | 0 | 0.5382 | 0 | 1.3616 | 1013.4765 | 1013.4765 | 0 | 0
2005-05-13 | 14:00 | 87.8 | 1048600.8033 | 1048.6008 | 1562.337 | 1.5623 | 1.5623 | 0 | 0.44638 | 0 | 1.1293 | 1047.4715 | 1047.4715 | 0 | 0
2005-05-13 | 15:00 | 87.8 | 1033308.4806 | 1033.3085 | 1363.1909 | 1.3632 | 1.3632 | 0 | 0.38948 | 0 | 0.98539 | 1032.3231 | 1032.3231 | 0 | 0
2005-05-13 | 16:00 | 87.8 | 1046739.5409 | 1046.7395 | 1270.0089 | 1.27 | 1.27 | 0 | 0.36286 | 0 | 0.91803 | 1045.8215 | 1045.8215 | 0 | 0
2005-05-13 | 17:00 | 87.8 | 987150.9507 | 987.151 | 9971.5994 | 9.9716 | 9.9716 | 0 | 2.849 | 0 | 7.208 | 979.9429 | 979.9429 | 0 | 0
2005-05-13 | 18:00 | 82.4 | 740582.4436 | 740.5824 | 39084.2623 | 39.0843 | 39.0843 | 0 | 11.1669 | 0 | 28.2523 | 712.3301 | 712.3301 | 0 | 0
2005-05-13 | 19:00 | 78.8 | 484888.1812 | 484.8882 | 815.7718 | 0.81577 | 0.81577 | 0 | 0.23308 | 0 | 0.58969 | 484.2985 | 484.2985 | 0 | 0
2005-05-13 | 20:00 | 73.4 | 395481.2913 | 395.4813 | 13373.7742 | 13.3738 | 13.3738 | 0 | 3.8211 | 0 | 9.6673 | 385.814 | 385.814 | 0 | 0
2005-05-13 | 21:00 | 68 | 293597.9535 | 293.598 | 19313.8805 | 19.3139 | 19.3139 | 0 | 5.5183 | 0 | 13.9612 | 279.6368 | 279.6368 | 0 | 0
2005-05-13 | 22:00 | 68 | 249693.6547 | 249.6937 | 24766.1773 | 24.7662 | 24.7662 | 0 | 7.0761 | 0 | 17.9024 | 231.7912 | 231.7912 | 0 | 0
2005-05-13 | 23:00 | 62.6 | 0 | 0 | 0 | 0 | 0 | 0 | 0 | 0 | 0 | 0 | 0 | 0 | 0
2005-05-13 | 24:00 | 60.8 | 0 | 0 | 0 | 0 | 0 | 0 | 0 | 0 | 0 | 0 | 0 | 0 | 0
2005-05-14 | 1:00 | 60.8 | 0 | 0 | 0 | 0 | 0 | 0 | 0 | 0 | 0 | 0 | 0 | 0 | 0
2005-05-14 | 2:00 | 59 | 0 | 0 | 0 | 0 | 0 | 0 | 0 | 0 | 0 | 0 | 0 | 0 | 0
2005-05-14 | 3:00 | 57.2 | 0 | 0 | 0 | 0 | 0 | 0 | 0 | 0 | 0 | 0 | 0 | 0 | 0
2005-05-14 | 4:00 | 57.2 | 0 | 0 | 0 | 0 | 0 | 0 | 0 | 0 | 0 | 0 | 0 | 0 | 0
2005-05-14 | 5:00 | 53.6 | 0 | 0 | 0 | 0 | 0 | 0 | 0 | 0 | 0 | 0 | 0 | 0 | 0
2005-05-14 | 6:00 | 59 | 0 | 0 | 0 | 0 | 0 | 0 | 0 | 0 | 0 | 0 | 0 | 0 | 0
2005-05-14 | 7:00 | 66.2 | 165966.7844 | 165.9668 | 22487.966 | 22.488 | 22.488 | 0 | 6.4251 | 0 | 16.2556 | 149.7112 | 149.7112 | 0 | 0
2005-05-14 | 8:00 | 71.6 | 278780.0571 | 278.7801 | 24925.5642 | 24.9256 | 24.9256 | 0 | 7.1216 | 0 | 18.0176 | 260.7624 | 260.7624 | 0 | 0
2005-05-14 | 9:00 | 77 | 389036.8234 | 389.0368 | 22260.6084 | 22.2606 | 22.2606 | 0 | 6.3602 | 0 | 16.0912 | 372.9456 | 372.9456 | 0 | 0
2005-05-14 | 10:00 | 82.4 | 499952.8637 | 499.9529 | 20233.8704 | 20.2339 | 20.2339 | 0 | 5.7811 | 0 | 14.6262 | 485.3267 | 485.3267 | 0 | 0
2005-05-14 | 11:00 | 86 | 739996.2147 | 739.9962 | 6468.0447 | 6.468 | 6.468 | 0 | 1.848 | 0 | 4.6755 | 735.3207 | 735.3207 | 0 | 0
2005-05-14 | 12:00 | 87.8 | 793054.3478 | 793.0543 | 4501.9808 | 4.502 | 4.502 | 0 | 1.2863 | 0 | 3.2543 | 789.8001 | 789.8001 | 0 | 0
2005-05-14 | 13:00 | 91.4 | 702734.0915 | 702.7341 | 25900.4821 | 25.9005 | 25.9005 | 0 | 7.4001 | 0 | 18.7223 | 684.0117 | 684.0117 | 0 | 0
2005-05-14 | 14:00 | 89.6 | 719328.2798 | 719.3283 | 21162.4633 | 21.1625 | 21.1625 | 0 | 6.0464 | 0 | 15.2974 | 704.0308 | 704.0308 | 0 | 0
2005-05-14 | 15:00 | 89.6 | 712090.291 | 712.0903 | 12756.3192 | 12.7563 | 12.7563 | 0 | 3.6447 | 0 | 9.221 | 702.8693 | 702.8693 | 0 | 0
2005-05-14 | 16:00 | 87.8 | 705010.6101 | 705.0106 | 14284.1873 | 14.2842 | 14.2842 | 0 | 4.0812 | 0 | 10.3254 | 694.6852 | 694.6852 | 0 | 0
2005-05-14 | 17:00 | 84.2 | 661775.7347 | 661.7757 | 16654.4776 | 16.6545 | 16.6545 | 0 | 4.7584 | 0 | 12.0388 | 649.7369 | 649.7369 | 0 | 0
2005-05-14 | 18:00 | 80.6 | 543307.156 | 543.3072 | 9950.194 | 9.9502 | 9.9502 | 0 | 2.8429 | 0 | 7.1926 | 536.1146 | 536.1146 | 0 | 0
2005-05-14 | 19:00 | 75.2 | 440370.2293 | 440.3702 | 17249.7829 | 17.2498 | 17.2498 | 0 | 4.9285 | 0 | 12.4691 | 427.9011 | 427.9011 | 0 | 0
2005-05-14 | 20:00 | 69.8 | 339322.3911 | 339.3224 | 28081.8576 | 28.0819 | 28.0819 | 0 | 8.0234 | 0 | 20.2992 | 319.0232 | 319.0232 | 0 | 0
2005-05-14 | 21:00 | 69.8 | 293514.2909 | 293.5143 | 33326.397 | 33.3264 | 33.3264 | 0 | 9.5218 | 0 | 24.0902 | 269.4241 | 269.4241 | 0 | 0
2005-05-14 | 22:00 | 69.8 | 293411.4489 | 293.4114 | 36885.1619 | 36.8852 | 36.8852 | 0 | 10.5386 | 0 | 26.6627 | 266.7487 | 266.7487 | 0 | 0
2005-05-14 | 23:00 | 64.4 | 0 | 0 | 0 | 0 | 0 | 0 | 0 | 0 | 0 | 0 | 0 | 0 | 0
2005-05-14 | 24:00 | 66.2 | 0 | 0 | 0 | 0 | 0 | 0 | 0 | 0 | 0 | 0 | 0 | 0 | 0
2005-05-15 | 1:00 | 62.6 | 0 | 0 | 0 | 0 | 0 | 0 | 0 | 0 | 0 | 0 | 0 | 0 | 0
2005-05-15 | 2:00 | 59 | 0 | 0 | 0 | 0 | 0 | 0 | 0 | 0 | 0 | 0 | 0 | 0 | 0
2005-05-15 | 3:00 | 59 | 0 | 0 | 0 | 0 | 0 | 0 | 0 | 0 | 0 | 0 | 0 | 0 | 0
2005-05-15 | 4:00 | 59 | 0 | 0 | 0 | 0 | 0 | 0 | 0 | 0 | 0 | 0 | 0 | 0 | 0
2005-05-15 | 5:00 | 55.4 | 0 | 0 | 0 | 0 | 0 | 0 | 0 | 0 | 0 | 0 | 0 | 0 | 0
2005-05-15 | 6:00 | 60.8 | 0 | 0 | 0 | 0 | 0 | 0 | 0 | 0 | 0 | 0 | 0 | 0 | 0
2005-05-15 | 7:00 | 66.2 | 216478.1214 | 216.4781 | 113840.1933 | 113.8402 | 113.8402 | 0 | 32.5258 | 0 | 82.2902 | 134.1879 | 134.1879 | 0 | 0
2005-05-15 | 8:00 | 71.6 | 367912.6989 | 367.9127 | 26572.5128 | 26.5725 | 26.5725 | 0 | 7.5921 | 0 | 19.2081 | 348.7046 | 348.7046 | 0 | 0
2005-05-15 | 9:00 | 75.2 | 746463.4392 | 746.4634 | 1179.1638 | 1.1792 | 1.1792 | 0 | 0.3369 | 0 | 0.85237 | 745.6111 | 745.6111 | 0 | 0
2005-05-15 | 10:00 | 80.6 | 921840.1517 | 921.8402 | 995.478 | 0.99548 | 0.99548 | 0 | 0.28442 | 0 | 0.71959 | 921.1206 | 921.1206 | 0 | 0
2005-05-15 | 11:00 | 84.2 | 1058785.7425 | 1058.7857 | 828.4101 | 0.82841 | 0.82841 | 0 | 0.23669 | 0 | 0.59882 | 1058.1869 | 1058.1869 | 0 | 0
2005-05-15 | 12:00 | 87.8 | 1145742.4765 | 1145.7425 | 867.0821 | 0.86708 | 0.86708 | 0 | 0.24774 | 0 | 0.62678 | 1145.1157 | 1145.1157 | 0 | 0
2005-05-15 | 13:00 | 89.6 | 1190186.3509 | 1190.1864 | 1008.5616 | 1.0086 | 1.0086 | 0 | 0.28816 | 0 | 0.72905 | 1189.4573 | 1189.4573 | 0 | 0
2005-05-15 | 14:00 | 89.6 | 1306537.7742 | 1306.5378 | 612.6192 | 0.61262 | 0.61262 | 0 | 0.17503 | 0 | 0.44284 | 1306.0949 | 1306.0949 | 0 | 0
2005-05-15 | 15:00 | 87.8 | 1465469.3052 | 1465.4693 | 325.0485 | 0.32505 | 0.32505 | 0 | 0.092871 | 0 | 0.23496 | 1465.2343 | 1465.2343 | 0 | 0
2005-05-15 | 16:00 | 84.2 | 1465591.1822 | 1465.5912 | 265.2966 | 0.2653 | 0.2653 | 0 | 0.075799 | 0 | 0.19177 | 1465.3994 | 1465.3994 | 0 | 0
2005-05-15 | 17:00 | 82.4 | 1385054.0851 | 1385.0541 | 220.6471 | 0.22065 | 0.22065 | 0 | 0.063042 | 0 | 0.1595 | 1384.8946 | 1384.8946 | 0 | 0
2005-05-15 | 18:00 | 80.6 | 899151.2605 | 899.1513 | 432.1752 | 0.43218 | 0.43218 | 0 | 0.12348 | 0 | 0.3124 | 898.8389 | 898.8389 | 0 | 0
2005-05-15 | 19:00 | 75.2 | 845706.5542 | 845.7066 | 505.6005 | 0.5056 | 0.5056 | 0 | 0.14446 | 0 | 0.36548 | 845.3411 | 845.3411 | 0 | 0
2005-05-15 | 20:00 | 71.6 | 814351.3108 | 814.3513 | 749.0069 | 0.74901 | 0.74901 | 0 | 0.214 | 0 | 0.54143 | 813.8099 | 813.8099 | 0 | 0
2005-05-15 | 21:00 | 69.8 | 658241.3278 | 658.2413 | 7522.5384 | 7.5225 | 7.5225 | 0 | 2.1493 | 0 | 5.4377 | 652.8036 | 652.8036 | 0 | 0
2005-05-15 | 22:00 | 68 | 471313.5711 | 471.3136 | 10557.7101 | 10.5577 | 10.5577 | 0 | 3.0165 | 0 | 7.6317 | 463.6819 | 463.6819 | 0 | 0
2005-05-15 | 23:00 | 64.4 | 0 | 0 | 0 | 0 | 0 | 0 | 0 | 0 | 0 | 0 | 0 | 0 | 0
2005-05-15 | 24:00 | 62.6 | 0 | 0 | 0 | 0 | 0 | 0 | 0 | 0 | 0 | 0 | 0 | 0 | 0
2005-05-16 | 1:00 | 60.8 | 0 | 0 | 0 | 0 | 0 | 0 | 0 | 0 | 0 | 0 | 0 | 0 | 0
2005-05-16 | 2:00 | 57.2 | 0 | 0 | 0 | 0 | 0 | 0 | 0 | 0 | 0 | 0 | 0 | 0 | 0
2005-05-16 | 3:00 | 57.2 | 0 | 0 | 0 | 0 | 0 | 0 | 0 | 0 | 0 | 0 | 0 | 0 | 0
2005-05-16 | 4:00 | 57.2 | 0 | 0 | 0 | 0 | 0 | 0 | 0 | 0 | 0 | 0 | 0 | 0 | 0
2005-05-16 | 5:00 | 59 | 0 | 0 | 0 | 0 | 0 | 0 | 0 | 0 | 0 | 0 | 0 | 0 | 0
2005-05-16 | 6:00 | 60.8 | 0 | 0 | 0 | 0 | 0 | 0 | 0 | 0 | 0 | 0 | 0 | 0 | 0
2005-05-16 | 7:00 | 60.8 | 275899.9255 | 275.8999 | 89108.0567 | 89.1081 | 89.1081 | 0 | 25.4594 | 0 | 64.4124 | 211.4875 | 211.4875 | 0 | 0
2005-05-16 | 8:00 | 60.8 | 282234.5758 | 282.2346 | 23756.2806 | 23.7563 | 23.7563 | 0 | 6.7875 | 0 | 17.1724 | 265.0622 | 265.0622 | 0 | 0
2005-05-16 | 9:00 | 62.6 | 521140.748 | 521.1407 | 1136.2174 | 1.1362 | 1.1362 | 0 | 0.32463 | 0 | 0.82132 | 520.3194 | 520.3194 | 0 | 0
2005-05-16 | 10:00 | 66.2 | 637803.9506 | 637.804 | 667.2071 | 0.66721 | 0.66721 | 0 | 0.19063 | 0 | 0.4823 | 637.3217 | 637.3217 | 0 | 0
2005-05-16 | 11:00 | 68 | 730173.2923 | 730.1733 | 515.3881 | 0.51539 | 0.51539 | 0 | 0.14725 | 0 | 0.37255 | 729.8007 | 729.8007 | 0 | 0
2005-05-16 | 12:00 | 68 | 624908.1073 | 624.9081 | 659.6541 | 0.65965 | 0.65965 | 0 | 0.18847 | 0 | 0.47684 | 624.4313 | 624.4313 | 0 | 0
2005-05-16 | 13:00 | 69.8 | 624991.7785 | 624.9918 | 992.2848 | 0.99228 | 0.99228 | 0 | 0.28351 | 0 | 0.71728 | 624.2745 | 624.2745 | 0 | 0
2005-05-16 | 14:00 | 69.8 | 767815.8491 | 767.8158 | 572.2914 | 0.57229 | 0.57229 | 0 | 0.16351 | 0 | 0.41368 | 767.4022 | 767.4022 | 0 | 0
2005-05-16 | 15:00 | 71.6 | 816171.3 | 816.1713 | 212.2714 | 0.21227 | 0.21227 | 0 | 0.060649 | 0 | 0.15344 | 816.0179 | 816.0179 | 0 | 0
2005-05-16 | 16:00 | 71.6 | 830934.8394 | 830.9348 | 144.1077 | 0.14411 | 0.14411 | 0 | 0.041174 | 0 | 0.10417 | 830.8307 | 830.8307 | 0 | 0
2005-05-16 | 17:00 | 69.8 | 786816.172 | 786.8162 | 114.481 | 0.11448 | 0.11448 | 0 | 0.032709 | 0 | 0.082753 | 786.7334 | 786.7334 | 0 | 0
2005-05-16 | 18:00 | 66.2 | 494784.9979 | 494.785 | 692.2382 | 0.69224 | 0.69224 | 0 | 0.19778 | 0 | 0.50039 | 494.2846 | 494.2846 | 0 | 0
2005-05-16 | 19:00 | 64.4 | 472665.0975 | 472.6651 | 952.0208 | 0.95202 | 0.95202 | 0 | 0.27201 | 0 | 0.68818 | 471.9769 | 471.9769 | 0 | 0
2005-05-16 | 20:00 | 62.6 | 411590.4558 | 411.5905 | 3511.7389 | 3.5117 | 3.5117 | 0 | 1.0034 | 0 | 2.5385 | 409.052 | 409.052 | 0 | 0
2005-05-16 | 21:00 | 62.6 | 313360.2453 | 313.3602 | 10858.9904 | 10.859 | 10.859 | 0 | 3.1026 | 0 | 7.8495 | 305.5107 | 305.5107 | 0 | 0
2005-05-16 | 22:00 | 60.8 | 213682.7092 | 213.6827 | 16134.6035 | 16.1346 | 16.1346 | 0 | 4.6099 | 0 | 11.663 | 202.0197 | 202.0197 | 0 | 0
2005-05-16 | 23:00 | 60.8 | 0 | 0 | 0 | 0 | 0 | 0 | 0 | 0 | 0 | 0 | 0 | 0 | 0
2005-05-16 | 24:00 | 59 | 0 | 0 | 0 | 0 | 0 | 0 | 0 | 0 | 0 | 0 | 0 | 0 | 0
2005-05-17 | 1:00 | 59 | 0 | 0 | 0 | 0 | 0 | 0 | 0 | 0 | 0 | 0 | 0 | 0 | 0
2005-05-17 | 2:00 | 59 | 0 | 0 | 0 | 0 | 0 | 0 | 0 | 0 | 0 | 0 | 0 | 0 | 0
2005-05-17 | 3:00 | 57.2 | 0 | 0 | 0 | 0 | 0 | 0 | 0 | 0 | 0 | 0 | 0 | 0 | 0
2005-05-17 | 4:00 | 57.2 | 0 | 0 | 0 | 0 | 0 | 0 | 0 | 0 | 0 | 0 | 0 | 0 | 0
2005-05-17 | 5:00 | 57.2 | 0 | 0 | 0 | 0 | 0 | 0 | 0 | 0 | 0 | 0 | 0 | 0 | 0
2005-05-17 | 6:00 | 57.2 | 0 | 0 | 0 | 0 | 0 | 0 | 0 | 0 | 0 | 0 | 0 | 0 | 0
2005-05-17 | 7:00 | 60.8 | 91794.2207 | 91.7942 | 72453.9667 | 72.454 | 72.454 | 0 | 20.7011 | 0 | 52.3739 | 39.4204 | 39.4204 | 0 | 0
2005-05-17 | 8:00 | 60.8 | 128799.7869 | 128.7998 | 16545.6564 | 16.5457 | 16.5457 | 0 | 4.7273 | 0 | 11.9601 | 116.8396 | 116.8396 | 0 | 0
2005-05-17 | 9:00 | 64.4 | 237392.6469 | 237.3926 | 948.8003 | 0.9488 | 0.9488 | 0 | 0.27109 | 0 | 0.68585 | 236.7068 | 236.7068 | 0 | 0
2005-05-17 | 10:00 | 66.2 | 316698.5455 | 316.6985 | 605.416 | 0.60542 | 0.60542 | 0 | 0.17298 | 0 | 0.43763 | 316.2609 | 316.2609 | 0 | 0
2005-05-17 | 11:00 | 69.8 | 423166.1806 | 423.1662 | 378.7332 | 0.37873 | 0.37873 | 0 | 0.10821 | 0 | 0.27377 | 422.8924 | 422.8924 | 0 | 0
2005-05-17 | 12:00 | 73.4 | 530998.2106 | 530.9982 | 481.056 | 0.48106 | 0.48106 | 0 | 0.13744 | 0 | 0.34773 | 530.6505 | 530.6505 | 0 | 0
2005-05-17 | 13:00 | 73.4 | 541397.658 | 541.3977 | 775.9664 | 0.77597 | 0.77597 | 0 | 0.2217 | 0 | 0.56091 | 540.8367 | 540.8367 | 0 | 0
2005-05-17 | 14:00 | 73.4 | 584438.1639 | 584.4382 | 385.4867 | 0.38549 | 0.38549 | 0 | 0.11014 | 0 | 0.27865 | 584.1595 | 584.1595 | 0 | 0
2005-05-17 | 15:00 | 75.2 | 683461.0764 | 683.4611 | 98.0752 | 0.098075 | 0.098075 | 0 | 0.028021 | 0 | 0.070894 | 683.3902 | 683.3902 | 0 | 0
2005-05-17 | 16:00 | 73.4 | 695059.3663 | 695.0594 | 89.5925 | 0.089593 | 0.089593 | 0 | 0.025598 | 0 | 0.064763 | 694.9946 | 694.9946 | 0 | 0
2005-05-17 | 17:00 | 71.6 | 625185.4615 | 625.1855 | 78.8192 | 0.078819 | 0.078819 | 0 | 0.02252 | 0 | 0.056975 | 625.1285 | 625.1285 | 0 | 0
2005-05-17 | 18:00 | 69.8 | 422777.3961 | 422.7774 | 415.0588 | 0.41506 | 0.41506 | 0 | 0.11859 | 0 | 0.30003 | 422.4774 | 422.4774 | 0 | 0
2005-05-17 | 19:00 | 66.2 | 346992.365 | 346.9924 | 747.2926 | 0.74729 | 0.74729 | 0 | 0.21351 | 0 | 0.54019 | 346.4522 | 346.4522 | 0 | 0
2005-05-17 | 20:00 | 62.6 | 229373.2952 | 229.3733 | 2481.231 | 2.4812 | 2.4812 | 0 | 0.70892 | 0 | 1.7936 | 227.5797 | 227.5797 | 0 | 0
2005-05-17 | 21:00 | 62.6 | 171230.5721 | 171.2306 | 9572.2133 | 9.5722 | 9.5722 | 0 | 2.7349 | 0 | 6.9193 | 164.3112 | 164.3112 | 0 | 0
2005-05-17 | 22:00 | 60.8 | 129855.3 | 129.8553 | 16126.4714 | 16.1265 | 16.1265 | 0 | 4.6076 | 0 | 11.6571 | 118.1982 | 118.1982 | 0 | 0
2005-05-17 | 23:00 | 57.2 | 0 | 0 | 0 | 0 | 0 | 0 | 0 | 0 | 0 | 0 | 0 | 0 | 0
2005-05-17 | 24:00 | 60.8 | 0 | 0 | 0 | 0 | 0 | 0 | 0 | 0 | 0 | 0 | 0 | 0 | 0
2005-05-18 | 1:00 | 57.2 | 0 | 0 | 0 | 0 | 0 | 0 | 0 | 0 | 0 | 0 | 0 | 0 | 0
2005-05-18 | 2:00 | 55.58 | 0 | 0 | 0 | 0 | 0 | 0 | 0 | 0 | 0 | 0 | 0 | 0 | 0
2005-05-18 | 3:00 | 55.04 | 0 | 0 | 0 | 0 | 0 | 0 | 0 | 0 | 0 | 0 | 0 | 0 | 0
2005-05-18 | 4:00 | 55.22 | 0 | 0 | 0 | 0 | 0 | 0 | 0 | 0 | 0 | 0 | 0 | 0 | 0
2005-05-18 | 5:00 | 55.4 | 0 | 0 | 0 | 0 | 0 | 0 | 0 | 0 | 0 | 0 | 0 | 0 | 0
2005-05-18 | 6:00 | 57.38 | 0 | 0 | 0 | 0 | 0 | 0 | 0 | 0 | 0 | 0 | 0 | 0 | 0
2005-05-18 | 7:00 | 62.24 | 127778.6953 | 127.7787 | 72784.0872 | 72.7841 | 72.7841 | 0 | 20.7955 | 0 | 52.6125 | 75.1662 | 75.1662 | 0 | 0
2005-05-18 | 8:00 | 66.02 | 234697.2173 | 234.6972 | 17669.1157 | 17.6691 | 17.6691 | 0 | 5.0483 | 0 | 12.7722 | 221.925 | 221.925 | 0 | 0
2005-05-18 | 9:00 | 69.8 | 529022.8267 | 529.0228 | 1105.1921 | 1.1052 | 1.1052 | 0 | 0.31577 | 0 | 0.7989 | 528.2239 | 528.2239 | 0 | 0
2005-05-18 | 10:00 | 73.4 | 678801.4403 | 678.8014 | 692.2554 | 0.69226 | 0.69226 | 0 | 0.19779 | 0 | 0.5004 | 678.301 | 678.301 | 0 | 0
2005-05-18 | 11:00 | 75.2 | 760706.82 | 760.7068 | 427.5103 | 0.42751 | 0.42751 | 0 | 0.12215 | 0 | 0.30903 | 760.3978 | 760.3978 | 0 | 0
2005-05-18 | 12:00 | 78.8 | 828104.9963 | 828.105 | 497.8809 | 0.49788 | 0.49788 | 0 | 0.14225 | 0 | 0.3599 | 827.7451 | 827.7451 | 0 | 0
2005-05-18 | 13:00 | 80.6 | 914273.9755 | 914.274 | 777.4179 | 0.77742 | 0.77742 | 0 | 0.22212 | 0 | 0.56196 | 913.712 | 913.712 | 0 | 0
2005-05-18 | 14:00 | 80.6 | 999364.8549 | 999.3649 | 374.781 | 0.37478 | 0.37478 | 0 | 0.10708 | 0 | 0.27091 | 999.0939 | 999.0939 | 0 | 0
2005-05-18 | 15:00 | 80.6 | 1136545.9572 | 1136.546 | 90.1115 | 0.090111 | 0.090111 | 0 | 0.025746 | 0 | 0.065138 | 1136.4808 | 1136.4808 | 0 | 0
2005-05-18 | 16:00 | 78.8 | 1211269.8773 | 1211.2699 | 83.1219 | 0.083122 | 0.083122 | 0 | 0.023749 | 0 | 0.060085 | 1211.2098 | 1211.2098 | 0 | 0
2005-05-18 | 17:00 | 77 | 1128800.9745 | 1128.801 | 73.0956 | 0.073096 | 0.073096 | 0 | 0.020884 | 0 | 0.052838 | 1128.7481 | 1128.7481 | 0 | 0
2005-05-18 | 18:00 | 73.4 | 724076.5293 | 724.0765 | 304.3181 | 0.30432 | 0.30432 | 0 | 0.086948 | 0 | 0.21998 | 723.8566 | 723.8566 | 0 | 0
2005-05-18 | 19:00 | 71.6 | 628019.9405 | 628.0199 | 590.8071 | 0.59081 | 0.59081 | 0 | 0.1688 | 0 | 0.42707 | 627.5929 | 627.5929 | 0 | 0
2005-05-18 | 20:00 | 68 | 511675.8593 | 511.6759 | 1548.1415 | 1.5481 | 1.5481 | 0 | 0.44233 | 0 | 1.1191 | 510.5568 | 510.5568 | 0 | 0
2005-05-18 | 21:00 | 64.4 | 342331.2065 | 342.3312 | 7758.2785 | 7.7583 | 7.7583 | 0 | 2.2167 | 0 | 5.6081 | 336.7231 | 336.7231 | 0 | 0
2005-05-18 | 22:00 | 64.4 | 228004.2358 | 228.0042 | 12687.7429 | 12.6877 | 12.6877 | 0 | 3.6251 | 0 | 9.1714 | 218.8328 | 218.8328 | 0 | 0
2005-05-18 | 23:00 | 60.8 | 0 | 0 | 0 | 0 | 0 | 0 | 0 | 0 | 0 | 0 | 0 | 0 | 0
2005-05-18 | 24:00 | 57.2 | 0 | 0 | 0 | 0 | 0 | 0 | 0 | 0 | 0 | 0 | 0 | 0 | 0
2005-05-19 | 1:00 | 59 | 0 | 0 | 0 | 0 | 0 | 0 | 0 | 0 | 0 | 0 | 0 | 0 | 0
2005-05-19 | 2:00 | 55.4 | 0 | 0 | 0 | 0 | 0 | 0 | 0 | 0 | 0 | 0 | 0 | 0 | 0
2005-05-19 | 3:00 | 55.4 | 0 | 0 | 0 | 0 | 0 | 0 | 0 | 0 | 0 | 0 | 0 | 0 | 0
2005-05-19 | 4:00 | 55.4 | 0 | 0 | 0 | 0 | 0 | 0 | 0 | 0 | 0 | 0 | 0 | 0 | 0
2005-05-19 | 5:00 | 55.4 | 0 | 0 | 0 | 0 | 0 | 0 | 0 | 0 | 0 | 0 | 0 | 0 | 0
2005-05-19 | 6:00 | 59 | 0 | 0 | 0 | 0 | 0 | 0 | 0 | 0 | 0 | 0 | 0 | 0 | 0
2005-05-19 | 7:00 | 64.4 | 171771.3718 | 171.7714 | 64985.0738 | 64.9851 | 64.9851 | 0 | 18.5672 | 0 | 46.9749 | 124.7964 | 124.7964 | 0 | 0
2005-05-19 | 8:00 | 71.6 | 371321.0672 | 371.3211 | 14954.8781 | 14.9549 | 14.9549 | 0 | 4.2728 | 0 | 10.8102 | 360.5108 | 360.5108 | 0 | 0
2005-05-19 | 9:00 | 75.2 | 758969.8508 | 758.9699 | 687.1329 | 0.68713 | 0.68713 | 0 | 0.19632 | 0 | 0.4967 | 758.4732 | 758.4732 | 0 | 0
2005-05-19 | 10:00 | 78.8 | 899934.8966 | 899.9349 | 444.6292 | 0.44463 | 0.44463 | 0 | 0.12704 | 0 | 0.3214 | 899.6135 | 899.6135 | 0 | 0
2005-05-19 | 11:00 | 82.4 | 1119780.5477 | 1119.7805 | 242.6157 | 0.24262 | 0.24262 | 0 | 0.069319 | 0 | 0.17538 | 1119.6052 | 1119.6052 | 0 | 0
2005-05-19 | 12:00 | 87.8 | 1262632.5393 | 1262.6325 | 341.0609 | 0.34106 | 0.34106 | 0 | 0.097446 | 0 | 0.24654 | 1262.386 | 1262.386 | 0 | 0
2005-05-19 | 13:00 | 89.6 | 1396226.5108 | 1396.2265 | 606.524 | 0.60652 | 0.60652 | 0 | 0.17329 | 0 | 0.43843 | 1395.7881 | 1395.7881 | 0 | 0
2005-05-19 | 14:00 | 89.6 | 1510041.7332 | 1510.0417 | 191.5195 | 0.19152 | 0.19152 | 0 | 0.05472 | 0 | 0.13844 | 1509.9033 | 1509.9033 | 0 | 0
2005-05-19 | 15:00 | 87.8 | 1654394.6321 | 1654.3946 | 82.9477 | 0.082948 | 0.082948 | 0 | 0.023699 | 0 | 0.059959 | 1654.3347 | 1654.3347 | 0 | 0
2005-05-19 | 16:00 | 87.8 | 1755764.4812 | 1755.7645 | 76.529 | 0.076529 | 0.076529 | 0 | 0.021865 | 0 | 0.05532 | 1755.7092 | 1755.7092 | 0 | 0
2005-05-19 | 17:00 | 84.2 | 1668260.7271 | 1668.2607 | 67.4718 | 0.067472 | 0.067472 | 0 | 0.019278 | 0 | 0.048772 | 1668.212 | 1668.212 | 0 | 0
2005-05-19 | 18:00 | 80.6 | 1233498.6935 | 1233.4987 | 242.465 | 0.24246 | 0.24246 | 0 | 0.069276 | 0 | 0.17527 | 1233.3234 | 1233.3234 | 0 | 0
2005-05-19 | 19:00 | 77 | 1109220.9396 | 1109.2209 | 314.8877 | 0.31489 | 0.31489 | 0 | 0.089968 | 0 | 0.22762 | 1108.9933 | 1108.9933 | 0 | 0
2005-05-19 | 20:00 | 73.4 | 1042644.5069 | 1042.6445 | 509.7577 | 0.50976 | 0.50976 | 0 | 0.14565 | 0 | 0.36848 | 1042.276 | 1042.276 | 0 | 0
2005-05-19 | 21:00 | 69.8 | 803153.1357 | 803.1531 | 5703.7442 | 5.7037 | 5.7037 | 0 | 1.6296 | 0 | 4.123 | 799.0301 | 799.0301 | 0 | 0
2005-05-19 | 22:00 | 69.8 | 531552.3822 | 531.5524 | 9695.7923 | 9.6958 | 9.6958 | 0 | 2.7702 | 0 | 7.0087 | 524.5437 | 524.5437 | 0 | 0
2005-05-19 | 23:00 | 69.8 | 0 | 0 | 0 | 0 | 0 | 0 | 0 | 0 | 0 | 0 | 0 | 0 | 0
2005-05-19 | 24:00 | 64.4 | 0 | 0 | 0 | 0 | 0 | 0 | 0 | 0 | 0 | 0 | 0 | 0 | 0
2005-05-20 | 1:00 | 62.6 | 0 | 0 | 0 | 0 | 0 | 0 | 0 | 0 | 0 | 0 | 0 | 0 | 0
2005-05-20 | 2:00 | 62.6 | 0 | 0 | 0 | 0 | 0 | 0 | 0 | 0 | 0 | 0 | 0 | 0 | 0
2005-05-20 | 3:00 | 62.6 | 0 | 0 | 0 | 0 | 0 | 0 | 0 | 0 | 0 | 0 | 0 | 0 | 0
2005-05-20 | 4:00 | 59 | 0 | 0 | 0 | 0 | 0 | 0 | 0 | 0 | 0 | 0 | 0 | 0 | 0
2005-05-20 | 5:00 | 59 | 0 | 0 | 0 | 0 | 0 | 0 | 0 | 0 | 0 | 0 | 0 | 0 | 0
2005-05-20 | 6:00 | 62.6 | 0 | 0 | 0 | 0 | 0 | 0 | 0 | 0 | 0 | 0 | 0 | 0 | 0
2005-05-20 | 7:00 | 69.8 | 424898.7678 | 424.8988 | 63030.4938 | 63.0305 | 63.0305 | 0 | 18.0087 | 0 | 45.562 | 379.3367 | 379.3367 | 0 | 0
2005-05-20 | 8:00 | 75.2 | 589498.542 | 589.4985 | 39310.335 | 39.3103 | 39.3103 | 0 | 11.2315 | 0 | 28.4158 | 561.0828 | 561.0828 | 0 | 0
2005-05-20 | 9:00 | 78.8 | 809660.481 | 809.6605 | 14571.9066 | 14.5719 | 14.5719 | 0 | 4.1634 | 0 | 10.5334 | 799.1271 | 799.1271 | 0 | 0
2005-05-20 | 10:00 | 82.4 | 985248.322 | 985.2483 | 1770.0192 | 1.77 | 1.77 | 0 | 0.50572 | 0 | 1.2795 | 983.9689 | 983.9689 | 0 | 0
2005-05-20 | 11:00 | 87.8 | 1293233.5323 | 1293.2335 | 1674.483 | 1.6745 | 1.6745 | 0 | 0.47842 | 0 | 1.2104 | 1292.0231 | 1292.0231 | 0 | 0
2005-05-20 | 12:00 | 89.6 | 1330982.1637 | 1330.9822 | 1640.4566 | 1.6405 | 1.6405 | 0 | 0.4687 | 0 | 1.1858 | 1329.7963 | 1329.7963 | 0 | 0
2005-05-20 | 13:00 | 91.4 | 1329468.6795 | 1329.4687 | 1510.3716 | 1.5104 | 1.5104 | 0 | 0.43153 | 0 | 1.0918 | 1328.3769 | 1328.3769 | 0 | 0
2005-05-20 | 14:00 | 91.4 | 1389289.4298 | 1389.2894 | 1246.794 | 1.2468 | 1.2468 | 0 | 0.35623 | 0 | 0.90125 | 1388.3882 | 1388.3882 | 0 | 0
2005-05-20 | 15:00 | 91.4 | 1328132.2831 | 1328.1323 | 1061.5078 | 1.0615 | 1.0615 | 0 | 0.30329 | 0 | 0.76732 | 1327.365 | 1327.365 | 0 | 0
2005-05-20 | 16:00 | 89.6 | 1356892.1355 | 1356.8921 | 987.7022 | 0.9877 | 0.9877 | 0 | 0.2822 | 0 | 0.71397 | 1356.1782 | 1356.1782 | 0 | 0
2005-05-20 | 17:00 | 87.8 | 1298838.8157 | 1298.8388 | 11701.7597 | 11.7018 | 11.7018 | 0 | 3.3434 | 0 | 8.4587 | 1290.3801 | 1290.3801 | 0 | 0
2005-05-20 | 18:00 | 82.4 | 1018503.7207 | 1018.5037 | 33550.4485 | 33.5504 | 33.5504 | 0 | 9.5858 | 0 | 24.2522 | 994.2515 | 994.2515 | 0 | 0
2005-05-20 | 19:00 | 78.8 | 601101.2754 | 601.1013 | 0 | 0 | 0 | 0 | 0 | 0 | 0 | 601.1013 | 601.1013 | 0 | 0
2005-05-20 | 20:00 | 73.4 | 418971.7908 | 418.9718 | 8750.8971 | 8.7509 | 8.7509 | 0 | 2.5003 | 0 | 6.3256 | 412.6461 | 412.6461 | 0 | 0
2005-05-20 | 21:00 | 71.6 | 343624.0318 | 343.624 | 15655.9836 | 15.656 | 15.656 | 0 | 4.4731 | 0 | 11.317 | 332.307 | 332.307 | 0 | 0
2005-05-20 | 22:00 | 66.2 | 266603.5424 | 266.6035 | 20978.005 | 20.978 | 20.978 | 0 | 5.9937 | 0 | 15.1641 | 251.4394 | 251.4394 | 0 | 0
2005-05-20 | 23:00 | 66.2 | 0 | 0 | 0 | 0 | 0 | 0 | 0 | 0 | 0 | 0 | 0 | 0 | 0
2005-05-20 | 24:00 | 64.4 | 0 | 0 | 0 | 0 | 0 | 0 | 0 | 0 | 0 | 0 | 0 | 0 | 0
2005-05-21 | 1:00 | 64.4 | 0 | 0 | 0 | 0 | 0 | 0 | 0 | 0 | 0 | 0 | 0 | 0 | 0
2005-05-21 | 2:00 | 60.8 | 0 | 0 | 0 | 0 | 0 | 0 | 0 | 0 | 0 | 0 | 0 | 0 | 0
2005-05-21 | 3:00 | 62.6 | 0 | 0 | 0 | 0 | 0 | 0 | 0 | 0 | 0 | 0 | 0 | 0 | 0
2005-05-21 | 4:00 | 57.2 | 0 | 0 | 0 | 0 | 0 | 0 | 0 | 0 | 0 | 0 | 0 | 0 | 0
2005-05-21 | 5:00 | 57.2 | 0 | 0 | 0 | 0 | 0 | 0 | 0 | 0 | 0 | 0 | 0 | 0 | 0
2005-05-21 | 6:00 | 62.6 | 0 | 0 | 0 | 0 | 0 | 0 | 0 | 0 | 0 | 0 | 0 | 0 | 0
2005-05-21 | 7:00 | 69.8 | 254627.0429 | 254.627 | 15363.6772 | 15.3637 | 15.3637 | 0 | 4.3896 | 0 | 11.1057 | 243.5213 | 243.5213 | 0 | 0
2005-05-21 | 8:00 | 75.2 | 377117.9573 | 377.118 | 20381.9637 | 20.382 | 20.382 | 0 | 5.8234 | 0 | 14.7332 | 362.3847 | 362.3847 | 0 | 0
2005-05-21 | 9:00 | 82.4 | 504545.9628 | 504.546 | 19032.9269 | 19.0329 | 19.0329 | 0 | 5.438 | 0 | 13.7581 | 490.7879 | 490.7879 | 0 | 0
2005-05-21 | 10:00 | 87.8 | 677134.3068 | 677.1343 | 27846.0721 | 27.8461 | 27.8461 | 0 | 7.956 | 0 | 20.1287 | 657.0056 | 657.0056 | 0 | 0
2005-05-21 | 11:00 | 93.2 | 912775.9844 | 912.776 | 3741.4507 | 3.7415 | 3.7415 | 0 | 1.069 | 0 | 2.7045 | 910.0715 | 910.0715 | 0 | 0
2005-05-21 | 12:00 | 95 | 968941.2289 | 968.9412 | 1452.2296 | 1.4522 | 1.4522 | 0 | 0.41492 | 0 | 1.0498 | 967.8915 | 967.8915 | 0 | 0
2005-05-21 | 13:00 | 95 | 809198.5447 | 809.1985 | 20886.4986 | 20.8865 | 20.8865 | 0 | 5.9676 | 0 | 15.098 | 794.1006 | 794.1006 | 0 | 0
2005-05-21 | 14:00 | 95 | 829462.8605 | 829.4629 | 17348.0385 | 17.348 | 17.348 | 0 | 4.9566 | 0 | 12.5402 | 816.9227 | 816.9227 | 0 | 0
2005-05-21 | 15:00 | 93.2 | 818375.6447 | 818.3756 | 10888.3686 | 10.8884 | 10.8884 | 0 | 3.111 | 0 | 7.8707 | 810.5049 | 810.5049 | 0 | 0
2005-05-21 | 16:00 | 91.4 | 788289.7236 | 788.2897 | 13420.7754 | 13.4208 | 13.4208 | 0 | 3.8345 | 0 | 9.7013 | 778.5884 | 778.5884 | 0 | 0
2005-05-21 | 17:00 | 89.6 | 763882.9026 | 763.8829 | 15596.2721 | 15.5963 | 15.5963 | 0 | 4.4561 | 0 | 11.2739 | 752.609 | 752.609 | 0 | 0
2005-05-21 | 18:00 | 86 | 699362.0613 | 699.3621 | 21898.4415 | 21.8984 | 21.8984 | 0 | 6.2567 | 0 | 15.8294 | 683.5326 | 683.5326 | 0 | 0
2005-05-21 | 19:00 | 80.6 | 601474.9151 | 601.4749 | 23353.3196 | 23.3533 | 23.3533 | 0 | 6.6724 | 0 | 16.8811 | 584.5938 | 584.5938 | 0 | 0
2005-05-21 | 20:00 | 75.2 | 486048.4376 | 486.0484 | 23069.8103 | 23.0698 | 23.0698 | 0 | 6.5914 | 0 | 16.6762 | 469.3723 | 469.3723 | 0 | 0
2005-05-21 | 21:00 | 73.4 | 385477.5223 | 385.4775 | 28753.0031 | 28.753 | 28.753 | 0 | 8.2151 | 0 | 20.7843 | 364.6932 | 364.6932 | 0 | 0
2005-05-21 | 22:00 | 69.8 | 324611.675 | 324.6117 | 32954.594 | 32.9546 | 32.9546 | 0 | 9.4156 | 0 | 23.8215 | 300.7902 | 300.7902 | 0 | 0
2005-05-21 | 23:00 | 69.8 | 0 | 0 | 0 | 0 | 0 | 0 | 0 | 0 | 0 | 0 | 0 | 0 | 0
2005-05-21 | 24:00 | 64.4 | 0 | 0 | 0 | 0 | 0 | 0 | 0 | 0 | 0 | 0 | 0 | 0 | 0
2005-05-22 | 1:00 | 64.4 | 0 | 0 | 0 | 0 | 0 | 0 | 0 | 0 | 0 | 0 | 0 | 0 | 0
2005-05-22 | 2:00 | 62.6 | 0 | 0 | 0 | 0 | 0 | 0 | 0 | 0 | 0 | 0 | 0 | 0 | 0
2005-05-22 | 3:00 | 62.6 | 0 | 0 | 0 | 0 | 0 | 0 | 0 | 0 | 0 | 0 | 0 | 0 | 0
2005-05-22 | 4:00 | 59 | 0 | 0 | 0 | 0 | 0 | 0 | 0 | 0 | 0 | 0 | 0 | 0 | 0
2005-05-22 | 5:00 | 60.8 | 0 | 0 | 0 | 0 | 0 | 0 | 0 | 0 | 0 | 0 | 0 | 0 | 0
2005-05-22 | 6:00 | 64.4 | 0 | 0 | 0 | 0 | 0 | 0 | 0 | 0 | 0 | 0 | 0 | 0 | 0
2005-05-22 | 7:00 | 71.6 | 336728.5473 | 336.7285 | 105950.4821 | 105.9505 | 105.9505 | 0 | 30.2716 | 0 | 76.5871 | 260.1415 | 260.1415 | 0 | 0
2005-05-22 | 8:00 | 75.2 | 494833.0834 | 494.8331 | 21730.6711 | 21.7307 | 21.7307 | 0 | 6.2088 | 0 | 15.7082 | 479.1249 | 479.1249 | 0 | 0
2005-05-22 | 9:00 | 82.4 | 946822.0676 | 946.8221 | 805.1228 | 0.80512 | 0.80512 | 0 | 0.23004 | 0 | 0.58199 | 946.2401 | 946.2401 | 0 | 0
2005-05-22 | 10:00 | 89.6 | 1217070.7674 | 1217.0708 | 692.0477 | 0.69205 | 0.69205 | 0 | 0.19773 | 0 | 0.50025 | 1216.5705 | 1216.5705 | 0 | 0
2005-05-22 | 11:00 | 91.4 | 1372773.773 | 1372.7738 | 641.1181 | 0.64112 | 0.64112 | 0 | 0.18318 | 0 | 0.46344 | 1372.3103 | 1372.3103 | 0 | 0
2005-05-22 | 12:00 | 93.2 | 1390401.5873 | 1390.4016 | 636.9661 | 0.63697 | 0.63697 | 0 | 0.18199 | 0 | 0.46044 | 1389.9412 | 1389.9412 | 0 | 0
2005-05-22 | 13:00 | 96.8 | 1435279.6388 | 1435.2796 | 661.1329 | 0.66113 | 0.66113 | 0 | 0.1889 | 0 | 0.4779 | 1434.8017 | 1434.8017 | 0 | 0
2005-05-22 | 14:00 | 96.8 | 1655418.2838 | 1655.4183 | 534.8225 | 0.53482 | 0.53482 | 0 | 0.15281 | 0 | 0.3866 | 1655.0317 | 1655.0317 | 0 | 0
2005-05-22 | 15:00 | 95 | 1767555.4568 | 1767.5555 | 307.6219 | 0.30762 | 0.30762 | 0 | 0.087892 | 0 | 0.22237 | 1767.3331 | 1767.3331 | 0 | 0
2005-05-22 | 16:00 | 93.2 | 1702336.7591 | 1702.3368 | 251.4091 | 0.25141 | 0.25141 | 0 | 0.071831 | 0 | 0.18173 | 1702.155 | 1702.155 | 0 | 0
2005-05-22 | 17:00 | 89.6 | 1547497.5496 | 1547.4975 | 209.189 | 0.20919 | 0.20919 | 0 | 0.059768 | 0 | 0.15121 | 1547.3463 | 1547.3463 | 0 | 0
2005-05-22 | 18:00 | 82.4 | 1244689.5788 | 1244.6896 | 524.4681 | 0.52447 | 0.52447 | 0 | 0.14985 | 0 | 0.37912 | 1244.3105 | 1244.3105 | 0 | 0
2005-05-22 | 19:00 | 75.2 | 1282336.3647 | 1282.3364 | 483.7544 | 0.48375 | 0.48375 | 0 | 0.13822 | 0 | 0.34969 | 1281.9867 | 1281.9867 | 0 | 0
2005-05-22 | 20:00 | 73.4 | 1136578.488 | 1136.5785 | 491.4635 | 0.49146 | 0.49146 | 0 | 0.14042 | 0 | 0.35526 | 1136.2232 | 1136.2232 | 0 | 0
2005-05-22 | 21:00 | 68 | 749564.5245 | 749.5645 | 6291.7147 | 6.2917 | 6.2917 | 0 | 1.7976 | 0 | 4.548 | 745.0165 | 745.0165 | 0 | 0
2005-05-22 | 22:00 | 68 | 469893.6786 | 469.8937 | 9207.4387 | 9.2074 | 9.2074 | 0 | 2.6307 | 0 | 6.6557 | 463.238 | 463.238 | 0 | 0
2005-05-22 | 23:00 | 66.2 | 0 | 0 | 0 | 0 | 0 | 0 | 0 | 0 | 0 | 0 | 0 | 0 | 0
2005-05-22 | 24:00 | 64.4 | 0 | 0 | 0 | 0 | 0 | 0 | 0 | 0 | 0 | 0 | 0 | 0 | 0
2005-05-23 | 1:00 | 62.6 | 0 | 0 | 0 | 0 | 0 | 0 | 0 | 0 | 0 | 0 | 0 | 0 | 0
2005-05-23 | 2:00 | 62.6 | 0 | 0 | 0 | 0 | 0 | 0 | 0 | 0 | 0 | 0 | 0 | 0 | 0
2005-05-23 | 3:00 | 60.8 | 0 | 0 | 0 | 0 | 0 | 0 | 0 | 0 | 0 | 0 | 0 | 0 | 0
2005-05-23 | 4:00 | 59 | 0 | 0 | 0 | 0 | 0 | 0 | 0 | 0 | 0 | 0 | 0 | 0 | 0
2005-05-23 | 5:00 | 57.2 | 0 | 0 | 0 | 0 | 0 | 0 | 0 | 0 | 0 | 0 | 0 | 0 | 0
2005-05-23 | 6:00 | 62.6 | 0 | 0 | 0 | 0 | 0 | 0 | 0 | 0 | 0 | 0 | 0 | 0 | 0
2005-05-23 | 7:00 | 64.4 | 402942.2651 | 402.9423 | 69580.3644 | 69.5804 | 69.5804 | 0 | 19.8801 | 0 | 50.2967 | 352.6456 | 352.6456 | 0 | 0
2005-05-23 | 8:00 | 69.8 | 672356.8547 | 672.3569 | 13570.4382 | 13.5704 | 13.5704 | 0 | 3.8773 | 0 | 9.8095 | 662.5474 | 662.5474 | 0 | 0
2005-05-23 | 9:00 | 73.4 | 1291308.1419 | 1291.3081 | 497.7686 | 0.49777 | 0.49777 | 0 | 0.14222 | 0 | 0.35982 | 1290.9483 | 1290.9483 | 0 | 0
2005-05-23 | 10:00 | 78.8 | 1464673.5607 | 1464.6736 | 280.293 | 0.28029 | 0.28029 | 0 | 0.080084 | 0 | 0.20261 | 1464.4709 | 1464.4709 | 0 | 0
2005-05-23 | 11:00 | 82.4 | 1601715.8431 | 1601.7158 | 208.0102 | 0.20801 | 0.20801 | 0 | 0.059431 | 0 | 0.15036 | 1601.5655 | 1601.5655 | 0 | 0
2005-05-23 | 12:00 | 84.2 | 1503568.7666 | 1503.5688 | 239.7545 | 0.23975 | 0.23975 | 0 | 0.068501 | 0 | 0.17331 | 1503.3955 | 1503.3955 | 0 | 0
2005-05-23 | 13:00 | 86 | 1515180.5873 | 1515.1806 | 408.418 | 0.40842 | 0.40842 | 0 | 0.11669 | 0 | 0.29523 | 1514.8854 | 1514.8854 | 0 | 0
2005-05-23 | 14:00 | 86 | 1591285.3196 | 1591.2853 | 218.9273 | 0.21893 | 0.21893 | 0 | 0.062551 | 0 | 0.15825 | 1591.1271 | 1591.1271 | 0 | 0
2005-05-23 | 15:00 | 84.2 | 1582019.8837 | 1582.0199 | 129.1854 | 0.12919 | 0.12919 | 0 | 0.03691 | 0 | 0.093383 | 1581.9265 | 1581.9265 | 0 | 0
2005-05-23 | 16:00 | 84.2 | 1599627.8529 | 1599.6279 | 117.2005 | 0.1172 | 0.1172 | 0 | 0.033486 | 0 | 0.084719 | 1599.5431 | 1599.5431 | 0 | 0
2005-05-23 | 17:00 | 80.6 | 1497643.7762 | 1497.6438 | 104.3412 | 0.10434 | 0.10434 | 0 | 0.029812 | 0 | 0.075424 | 1497.5684 | 1497.5684 | 0 | 0
2005-05-23 | 18:00 | 75.2 | 1062252.6596 | 1062.2527 | 395.4184 | 0.39542 | 0.39542 | 0 | 0.11298 | 0 | 0.28583 | 1061.9668 | 1061.9668 | 0 | 0
2005-05-23 | 19:00 | 71.6 | 1012542.1541 | 1012.5422 | 484.558 | 0.48456 | 0.48456 | 0 | 0.13845 | 0 | 0.35027 | 1012.1919 | 1012.1919 | 0 | 0
2005-05-23 | 20:00 | 66.2 | 875116.6544 | 875.1167 | 716.3438 | 0.71634 | 0.71634 | 0 | 0.20467 | 0 | 0.51781 | 874.5988 | 874.5988 | 0 | 0
2005-05-23 | 21:00 | 64.4 | 593635.1758 | 593.6352 | 7388.5992 | 7.3886 | 7.3886 | 0 | 2.111 | 0 | 5.3409 | 588.2943 | 588.2943 | 0 | 0
2005-05-23 | 22:00 | 64.4 | 384241.3346 | 384.2413 | 11179.1778 | 11.1792 | 11.1792 | 0 | 3.1941 | 0 | 8.0809 | 376.1604 | 376.1604 | 0 | 0
2005-05-23 | 23:00 | 60.8 | 0 | 0 | 0 | 0 | 0 | 0 | 0 | 0 | 0 | 0 | 0 | 0 | 0
2005-05-23 | 24:00 | 60.8 | 0 | 0 | 0 | 0 | 0 | 0 | 0 | 0 | 0 | 0 | 0 | 0 | 0
2005-05-24 | 1:00 | 60.8 | 0 | 0 | 0 | 0 | 0 | 0 | 0 | 0 | 0 | 0 | 0 | 0 | 0
2005-05-24 | 2:00 | 60.8 | 0 | 0 | 0 | 0 | 0 | 0 | 0 | 0 | 0 | 0 | 0 | 0 | 0
2005-05-24 | 3:00 | 60.8 | 0 | 0 | 0 | 0 | 0 | 0 | 0 | 0 | 0 | 0 | 0 | 0 | 0
2005-05-24 | 4:00 | 60.8 | 0 | 0 | 0 | 0 | 0 | 0 | 0 | 0 | 0 | 0 | 0 | 0 | 0
2005-05-24 | 5:00 | 60.8 | 0 | 0 | 0 | 0 | 0 | 0 | 0 | 0 | 0 | 0 | 0 | 0 | 0
2005-05-24 | 6:00 | 60.8 | 0 | 0 | 0 | 0 | 0 | 0 | 0 | 0 | 0 | 0 | 0 | 0 | 0
2005-05-24 | 7:00 | 62.6 | 390491.2392 | 390.4912 | 70919.0838 | 70.9191 | 70.9191 | 0 | 20.2626 | 0 | 51.2644 | 339.2269 | 339.2269 | 0 | 0
2005-05-24 | 8:00 | 62.6 | 445352.7399 | 445.3527 | 15544.3947 | 15.5444 | 15.5444 | 0 | 4.4413 | 0 | 11.2364 | 434.1164 | 434.1164 | 0 | 0
2005-05-24 | 9:00 | 66.2 | 891674.5871 | 891.6746 | 509.2545 | 0.50925 | 0.50925 | 0 | 0.1455 | 0 | 0.36812 | 891.3065 | 891.3065 | 0 | 0
2005-05-24 | 10:00 | 69.8 | 1111560.4623 | 1111.5605 | 381.9212 | 0.38192 | 0.38192 | 0 | 0.10912 | 0 | 0.27607 | 1111.2844 | 1111.2844 | 0 | 0
2005-05-24 | 11:00 | 75.2 | 1281951.5921 | 1281.9516 | 258.5102 | 0.25851 | 0.25851 | 0 | 0.07386 | 0 | 0.18687 | 1281.7647 | 1281.7647 | 0 | 0
2005-05-24 | 12:00 | 80.6 | 1443276.1202 | 1443.2761 | 405.7976 | 0.4058 | 0.4058 | 0 | 0.11594 | 0 | 0.29333 | 1442.9828 | 1442.9828 | 0 | 0
2005-05-24 | 13:00 | 84.2 | 1290569.6754 | 1290.5697 | 708.1098 | 0.70811 | 0.70811 | 0 | 0.20232 | 0 | 0.51186 | 1290.0578 | 1290.0578 | 0 | 0
2005-05-24 | 14:00 | 84.2 | 1340818.0786 | 1340.8181 | 297.3388 | 0.29734 | 0.29734 | 0 | 0.084954 | 0 | 0.21493 | 1340.6031 | 1340.6031 | 0 | 0
2005-05-24 | 15:00 | 82.4 | 1567766.1023 | 1567.7661 | 104.5927 | 0.10459 | 0.10459 | 0 | 0.029884 | 0 | 0.075606 | 1567.6905 | 1567.6905 | 0 | 0
2005-05-24 | 16:00 | 80.6 | 1678353.9449 | 1678.3539 | 95.9581 | 0.095958 | 0.095958 | 0 | 0.027417 | 0 | 0.069364 | 1678.2846 | 1678.2846 | 0 | 0
2005-05-24 | 17:00 | 78.8 | 1670113.0312 | 1670.113 | 85.2665 | 0.085266 | 0.085266 | 0 | 0.024362 | 0 | 0.061635 | 1670.0514 | 1670.0514 | 0 | 0
2005-05-24 | 18:00 | 73.4 | 1115971.2925 | 1115.9713 | 419.3416 | 0.41934 | 0.41934 | 0 | 0.11981 | 0 | 0.30312 | 1115.6682 | 1115.6682 | 0 | 0
2005-05-24 | 19:00 | 69.8 | 976895.47 | 976.8955 | 739.4436 | 0.73944 | 0.73944 | 0 | 0.21127 | 0 | 0.53451 | 976.361 | 976.361 | 0 | 0
2005-05-24 | 20:00 | 66.2 | 853310.6084 | 853.3106 | 1521.6324 | 1.5216 | 1.5216 | 0 | 0.43475 | 0 | 1.0999 | 852.2107 | 852.2107 | 0 | 0
2005-05-24 | 21:00 | 64.4 | 596426.2608 | 596.4263 | 8447.1504 | 8.4472 | 8.4472 | 0 | 2.4135 | 0 | 6.1061 | 590.3202 | 590.3202 | 0 | 0
2005-05-24 | 22:00 | 62.6 | 361696.6214 | 361.6966 | 13316.0447 | 13.316 | 13.316 | 0 | 3.8046 | 0 | 9.6256 | 352.071 | 352.071 | 0 | 0
2005-05-24 | 23:00 | 62.6 | 0 | 0 | 0 | 0 | 0 | 0 | 0 | 0 | 0 | 0 | 0 | 0 | 0
2005-05-24 | 24:00 | 60.8 | 0 | 0 | 0 | 0 | 0 | 0 | 0 | 0 | 0 | 0 | 0 | 0 | 0
2005-05-25 | 1:00 | 59 | 0 | 0 | 0 | 0 | 0 | 0 | 0 | 0 | 0 | 0 | 0 | 0 | 0
2005-05-25 | 2:00 | 57.2 | 0 | 0 | 0 | 0 | 0 | 0 | 0 | 0 | 0 | 0 | 0 | 0 | 0
2005-05-25 | 3:00 | 57.2 | 0 | 0 | 0 | 0 | 0 | 0 | 0 | 0 | 0 | 0 | 0 | 0 | 0
2005-05-25 | 4:00 | 59 | 0 | 0 | 0 | 0 | 0 | 0 | 0 | 0 | 0 | 0 | 0 | 0 | 0
2005-05-25 | 5:00 | 57.2 | 0 | 0 | 0 | 0 | 0 | 0 | 0 | 0 | 0 | 0 | 0 | 0 | 0
2005-05-25 | 6:00 | 57.2 | 0 | 0 | 0 | 0 | 0 | 0 | 0 | 0 | 0 | 0 | 0 | 0 | 0
2005-05-25 | 7:00 | 60.8 | 245091.2093 | 245.0912 | 73670.9572 | 73.671 | 73.671 | 0 | 21.0488 | 0 | 53.2536 | 191.8376 | 191.8376 | 0 | 0
2005-05-25 | 8:00 | 60.8 | 310392.8756 | 310.3929 | 14099.1499 | 14.0991 | 14.0991 | 0 | 4.0283 | 0 | 10.1917 | 300.2012 | 300.2012 | 0 | 0
2005-05-25 | 9:00 | 68 | 769014.342 | 769.0143 | 655.2463 | 0.65525 | 0.65525 | 0 | 0.18721 | 0 | 0.47365 | 768.5407 | 768.5407 | 0 | 0
2005-05-25 | 10:00 | 73.4 | 1163712.7364 | 1163.7127 | 478.4175 | 0.47842 | 0.47842 | 0 | 0.13669 | 0 | 0.34583 | 1163.3669 | 1163.3669 | 0 | 0
2005-05-25 | 11:00 | 78.8 | 1350665.4171 | 1350.6654 | 318.3651 | 0.31837 | 0.31837 | 0 | 0.090961 | 0 | 0.23013 | 1350.4353 | 1350.4353 | 0 | 0
2005-05-25 | 12:00 | 82.4 | 1313281.5407 | 1313.2815 | 430.2054 | 0.43021 | 0.43021 | 0 | 0.12292 | 0 | 0.31098 | 1312.9706 | 1312.9706 | 0 | 0
2005-05-25 | 13:00 | 87.8 | 1378834.2516 | 1378.8343 | 716.5102 | 0.71651 | 0.71651 | 0 | 0.20472 | 0 | 0.51793 | 1378.3163 | 1378.3163 | 0 | 0
2005-05-25 | 14:00 | 87.8 | 1544464.6732 | 1544.4647 | 307.8024 | 0.3078 | 0.3078 | 0 | 0.087944 | 0 | 0.2225 | 1544.2422 | 1544.2422 | 0 | 0
2005-05-25 | 15:00 | 84.2 | 1698344.8559 | 1698.3449 | 91.8729 | 0.091873 | 0.091873 | 0 | 0.026249 | 0 | 0.066411 | 1698.2784 | 1698.2784 | 0 | 0
2005-05-25 | 16:00 | 82.4 | 1683760.9312 | 1683.7609 | 84.4948 | 0.084495 | 0.084495 | 0 | 0.024141 | 0 | 0.061078 | 1683.6999 | 1683.6999 | 0 | 0
2005-05-25 | 17:00 | 80.6 | 1510127.7306 | 1510.1277 | 74.6502 | 0.07465 | 0.07465 | 0 | 0.021329 | 0 | 0.053961 | 1510.0738 | 1510.0738 | 0 | 0
2005-05-25 | 18:00 | 77 | 1118701.5514 | 1118.7016 | 385.6962 | 0.3857 | 0.3857 | 0 | 0.1102 | 0 | 0.2788 | 1118.4227 | 1118.4227 | 0 | 0
2005-05-25 | 19:00 | 73.4 | 1113627.6313 | 1113.6276 | 682.6029 | 0.6826 | 0.6826 | 0 | 0.19503 | 0 | 0.49342 | 1113.1342 | 1113.1342 | 0 | 0
2005-05-25 | 20:00 | 69.8 | 983110.0394 | 983.11 | 1074.335 | 1.0743 | 1.0743 | 0 | 0.30695 | 0 | 0.77659 | 982.3334 | 982.3334 | 0 | 0
2005-05-25 | 21:00 | 68 | 720863.4099 | 720.8634 | 7586.9754 | 7.587 | 7.587 | 0 | 2.1677 | 0 | 5.4843 | 715.3791 | 715.3791 | 0 | 0
2005-05-25 | 22:00 | 64.4 | 434875.632 | 434.8756 | 11810.1431 | 11.8101 | 11.8101 | 0 | 3.3743 | 0 | 8.537 | 426.3386 | 426.3386 | 0 | 0
2005-05-25 | 23:00 | 64.4 | 0 | 0 | 0 | 0 | 0 | 0 | 0 | 0 | 0 | 0 | 0 | 0 | 0
2005-05-25 | 24:00 | 62.6 | 0 | 0 | 0 | 0 | 0 | 0 | 0 | 0 | 0 | 0 | 0 | 0 | 0
2005-05-26 | 1:00 | 60.8 | 0 | 0 | 0 | 0 | 0 | 0 | 0 | 0 | 0 | 0 | 0 | 0 | 0
2005-05-26 | 2:00 | 59 | 0 | 0 | 0 | 0 | 0 | 0 | 0 | 0 | 0 | 0 | 0 | 0 | 0
2005-05-26 | 3:00 | 57.2 | 0 | 0 | 0 | 0 | 0 | 0 | 0 | 0 | 0 | 0 | 0 | 0 | 0
2005-05-26 | 4:00 | 57.2 | 0 | 0 | 0 | 0 | 0 | 0 | 0 | 0 | 0 | 0 | 0 | 0 | 0
2005-05-26 | 5:00 | 57.2 | 0 | 0 | 0 | 0 | 0 | 0 | 0 | 0 | 0 | 0 | 0 | 0 | 0
2005-05-26 | 6:00 | 55.4 | 0 | 0 | 0 | 0 | 0 | 0 | 0 | 0 | 0 | 0 | 0 | 0 | 0
2005-05-26 | 7:00 | 57.2 | 142476.9761 | 142.477 | 74476.1847 | 74.4762 | 74.4762 | 0 | 21.2789 | 0 | 53.8356 | 88.6413 | 88.6413 | 0 | 0
2005-05-26 | 8:00 | 57.2 | 214128.768 | 214.1288 | 17739.3618 | 17.7394 | 17.7394 | 0 | 5.0684 | 0 | 12.823 | 201.3057 | 201.3057 | 0 | 0
2005-05-26 | 9:00 | 64.4 | 623031.9768 | 623.032 | 722.0185 | 0.72202 | 0.72202 | 0 | 0.20629 | 0 | 0.52192 | 622.5101 | 622.5101 | 0 | 0
2005-05-26 | 10:00 | 71.6 | 962816.9956 | 962.817 | 507.5774 | 0.50758 | 0.50758 | 0 | 0.14502 | 0 | 0.36691 | 962.4501 | 962.4501 | 0 | 0
2005-05-26 | 11:00 | 78.8 | 1311521.7687 | 1311.5218 | 367.9018 | 0.3679 | 0.3679 | 0 | 0.10511 | 0 | 0.26594 | 1311.2558 | 1311.2558 | 0 | 0
2005-05-26 | 12:00 | 82.4 | 1233366.9934 | 1233.367 | 495.6649 | 0.49566 | 0.49566 | 0 | 0.14162 | 0 | 0.35829 | 1233.0087 | 1233.0087 | 0 | 0
2005-05-26 | 13:00 | 87.8 | 1286209.6267 | 1286.2096 | 790.196 | 0.7902 | 0.7902 | 0 | 0.22577 | 0 | 0.5712 | 1285.6384 | 1285.6384 | 0 | 0
2005-05-26 | 14:00 | 86 | 1414732.7518 | 1414.7328 | 366.0996 | 0.3661 | 0.3661 | 0 | 0.1046 | 0 | 0.26464 | 1414.4681 | 1414.4681 | 0 | 0
2005-05-26 | 15:00 | 84.2 | 1336459.369 | 1336.4594 | 88.1314 | 0.088131 | 0.088131 | 0 | 0.02518 | 0 | 0.063706 | 1336.3957 | 1336.3957 | 0 | 0
2005-05-26 | 16:00 | 82.4 | 1348714.9095 | 1348.7149 | 80.8984 | 0.080898 | 0.080898 | 0 | 0.023114 | 0 | 0.058478 | 1348.6564 | 1348.6564 | 0 | 0
2005-05-26 | 17:00 | 78.8 | 1270433.8779 | 1270.4339 | 71.0591 | 0.071059 | 0.071059 | 0 | 0.020303 | 0 | 0.051366 | 1270.3825 | 1270.3825 | 0 | 0
2005-05-26 | 18:00 | 73.4 | 898301.4299 | 898.3014 | 430.1775 | 0.43018 | 0.43018 | 0 | 0.12291 | 0 | 0.31096 | 897.9905 | 897.9905 | 0 | 0
2005-05-26 | 19:00 | 69.8 | 833511.5171 | 833.5115 | 768.2016 | 0.7682 | 0.7682 | 0 | 0.21949 | 0 | 0.5553 | 832.9562 | 832.9562 | 0 | 0
2005-05-26 | 20:00 | 66.2 | 707847.1176 | 707.8471 | 1648.2202 | 1.6482 | 1.6482 | 0 | 0.47092 | 0 | 1.1914 | 706.6557 | 706.6557 | 0 | 0
2005-05-26 | 21:00 | 64.4 | 551875.1366 | 551.8751 | 8234.852 | 8.2349 | 8.2349 | 0 | 2.3528 | 0 | 5.9526 | 545.9225 | 545.9225 | 0 | 0
2005-05-26 | 22:00 | 60.8 | 348557.0971 | 348.5571 | 13809.146 | 13.8091 | 13.8091 | 0 | 3.9455 | 0 | 9.982 | 338.5751 | 338.5751 | 0 | 0
2005-05-26 | 23:00 | 60.8 | 0 | 0 | 0 | 0 | 0 | 0 | 0 | 0 | 0 | 0 | 0 | 0 | 0
2005-05-26 | 24:00 | 60.8 | 0 | 0 | 0 | 0 | 0 | 0 | 0 | 0 | 0 | 0 | 0 | 0 | 0
2005-05-27 | 1:00 | 60.8 | 0 | 0 | 0 | 0 | 0 | 0 | 0 | 0 | 0 | 0 | 0 | 0 | 0
2005-05-27 | 2:00 | 57.2 | 0 | 0 | 0 | 0 | 0 | 0 | 0 | 0 | 0 | 0 | 0 | 0 | 0
2005-05-27 | 3:00 | 57.2 | 0 | 0 | 0 | 0 | 0 | 0 | 0 | 0 | 0 | 0 | 0 | 0 | 0
2005-05-27 | 4:00 | 57.2 | 0 | 0 | 0 | 0 | 0 | 0 | 0 | 0 | 0 | 0 | 0 | 0 | 0
2005-05-27 | 5:00 | 57.2 | 0 | 0 | 0 | 0 | 0 | 0 | 0 | 0 | 0 | 0 | 0 | 0 | 0
2005-05-27 | 6:00 | 57.2 | 0 | 0 | 0 | 0 | 0 | 0 | 0 | 0 | 0 | 0 | 0 | 0 | 0
2005-05-27 | 7:00 | 60.8 | 246166.5207 | 246.1665 | 73883.7221 | 73.8837 | 73.8837 | 0 | 21.1096 | 0 | 53.4074 | 192.7591 | 192.7591 | 0 | 0
2005-05-27 | 8:00 | 60.8 | 308590.7206 | 308.5907 | 17310.0176 | 17.31 | 17.31 | 0 | 4.9457 | 0 | 12.5127 | 296.0781 | 296.0781 | 0 | 0
2005-05-27 | 9:00 | 62.6 | 519084.646 | 519.0846 | 751.5664 | 0.75157 | 0.75157 | 0 | 0.21473 | 0 | 0.54328 | 518.5414 | 518.5414 | 0 | 0
2005-05-27 | 10:00 | 68 | 668177.5942 | 668.1776 | 542.595 | 0.5426 | 0.5426 | 0 | 0.15503 | 0 | 0.39222 | 667.7854 | 667.7854 | 0 | 0
2005-05-27 | 11:00 | 73.4 | 874400.3506 | 874.4004 | 382.4991 | 0.3825 | 0.3825 | 0 | 0.10929 | 0 | 0.27649 | 874.1239 | 874.1239 | 0 | 0
2005-05-27 | 12:00 | 78.8 | 1063158.8611 | 1063.1589 | 513.5914 | 0.51359 | 0.51359 | 0 | 0.14674 | 0 | 0.37125 | 1062.7876 | 1062.7876 | 0 | 0
2005-05-27 | 13:00 | 80.6 | 1024039.8129 | 1024.0398 | 813.8076 | 0.81381 | 0.81381 | 0 | 0.23252 | 0 | 0.58827 | 1023.4515 | 1023.4515 | 0 | 0
2005-05-27 | 14:00 | 80.6 | 1151630.0433 | 1151.63 | 407.2375 | 0.40724 | 0.40724 | 0 | 0.11635 | 0 | 0.29437 | 1151.3357 | 1151.3357 | 0 | 0
2005-05-27 | 15:00 | 78.8 | 1268273.6386 | 1268.2736 | 85.9688 | 0.085969 | 0.085969 | 0 | 0.024563 | 0 | 0.062143 | 1268.2115 | 1268.2115 | 0 | 0
2005-05-27 | 16:00 | 78.8 | 1278423.7311 | 1278.4237 | 78.5421 | 0.078542 | 0.078542 | 0 | 0.022441 | 0 | 0.056775 | 1278.367 | 1278.367 | 0 | 0
2005-05-27 | 17:00 | 75.2 | 1201794.4312 | 1201.7944 | 68.9968 | 0.068997 | 0.068997 | 0 | 0.019713 | 0 | 0.049875 | 1201.7446 | 1201.7446 | 0 | 0
2005-05-27 | 18:00 | 71.6 | 791944.6182 | 791.9446 | 594.7142 | 0.59471 | 0.59471 | 0 | 0.16992 | 0 | 0.42989 | 791.5147 | 791.5147 | 0 | 0
2005-05-27 | 19:00 | 68 | 661772.3409 | 661.7723 | 0 | 0 | 0 | 0 | 0 | 0 | 0 | 661.7723 | 661.7723 | 0 | 0
2005-05-27 | 20:00 | 64.4 | 579187.2984 | 579.1873 | 0 | 0 | 0 | 0 | 0 | 0 | 0 | 579.1873 | 579.1873 | 0 | 0
2005-05-27 | 21:00 | 62.6 | 353808.5584 | 353.8086 | 391.8832 | 0.39188 | 0.39188 | 0 | 0.11197 | 0 | 0.28328 | 353.5253 | 353.5253 | 0 | 0
2005-05-27 | 22:00 | 60.8 | 180125.0006 | 180.125 | 1883.5869 | 1.8836 | 1.8836 | 0 | 0.53817 | 0 | 1.3616 | 178.7634 | 178.7634 | 0 | 0
2005-05-27 | 23:00 | 59 | 0 | 0 | 0 | 0 | 0 | 0 | 0 | 0 | 0 | 0 | 0 | 0 | 0
2005-05-27 | 24:00 | 60.8 | 0 | 0 | 0 | 0 | 0 | 0 | 0 | 0 | 0 | 0 | 0 | 0 | 0
2005-05-28 | 1:00 | 60.8 | 0 | 0 | 0 | 0 | 0 | 0 | 0 | 0 | 0 | 0 | 0 | 0 | 0
2005-05-28 | 2:00 | 60.8 | 0 | 0 | 0 | 0 | 0 | 0 | 0 | 0 | 0 | 0 | 0 | 0 | 0
2005-05-28 | 3:00 | 60.8 | 0 | 0 | 0 | 0 | 0 | 0 | 0 | 0 | 0 | 0 | 0 | 0 | 0
2005-05-28 | 4:00 | 60.8 | 0 | 0 | 0 | 0 | 0 | 0 | 0 | 0 | 0 | 0 | 0 | 0 | 0
2005-05-28 | 5:00 | 60.8 | 0 | 0 | 0 | 0 | 0 | 0 | 0 | 0 | 0 | 0 | 0 | 0 | 0
2005-05-28 | 6:00 | 60.8 | 0 | 0 | 0 | 0 | 0 | 0 | 0 | 0 | 0 | 0 | 0 | 0 | 0
2005-05-28 | 7:00 | 60.8 | 163480.4386 | 163.4804 | 4084.393 | 4.0844 | 4.0844 | 0 | 1.167 | 0 | 2.9524 | 160.528 | 160.528 | 0 | 0
2005-05-28 | 8:00 | 62.6 | 214618.9414 | 214.6189 | 0 | 0 | 0 | 0 | 0 | 0 | 0 | 214.6189 | 214.6189 | 0 | 0
2005-05-28 | 9:00 | 62.6 | 490515.1285 | 490.5151 | 0 | 0 | 0 | 0 | 0 | 0 | 0 | 490.5151 | 490.5151 | 0 | 0
2005-05-28 | 10:00 | 64.4 | 523891.0783 | 523.8911 | 0 | 0 | 0 | 0 | 0 | 0 | 0 | 523.8911 | 523.8911 | 0 | 0
2005-05-28 | 11:00 | 69.8 | 656820.1043 | 656.8201 | 0 | 0 | 0 | 0 | 0 | 0 | 0 | 656.8201 | 656.8201 | 0 | 0
2005-05-28 | 12:00 | 71.6 | 671333.7067 | 671.3337 | 0 | 0 | 0 | 0 | 0 | 0 | 0 | 671.3337 | 671.3337 | 0 | 0
2005-05-28 | 13:00 | 75.2 | 685196.3729 | 685.1964 | 0 | 0 | 0 | 0 | 0 | 0 | 0 | 685.1964 | 685.1964 | 0 | 0
2005-05-28 | 14:00 | 77 | 840882.3467 | 840.8823 | 0 | 0 | 0 | 0 | 0 | 0 | 0 | 840.8823 | 840.8823 | 0 | 0
2005-05-28 | 15:00 | 77 | 969699.14 | 969.6991 | 0 | 0 | 0 | 0 | 0 | 0 | 0 | 969.6991 | 969.6991 | 0 | 0
2005-05-28 | 16:00 | 75.2 | 973084.458 | 973.0845 | 0 | 0 | 0 | 0 | 0 | 0 | 0 | 973.0845 | 973.0845 | 0 | 0
2005-05-28 | 17:00 | 73.4 | 928199.2217 | 928.1992 | 0 | 0 | 0 | 0 | 0 | 0 | 0 | 928.1992 | 928.1992 | 0 | 0
2005-05-28 | 18:00 | 69.8 | 559351.1985 | 559.3512 | 0 | 0 | 0 | 0 | 0 | 0 | 0 | 559.3512 | 559.3512 | 0 | 0
2005-05-28 | 19:00 | 66.2 | 623042.8739 | 623.0429 | 0 | 0 | 0 | 0 | 0 | 0 | 0 | 623.0429 | 623.0429 | 0 | 0
2005-05-28 | 20:00 | 64.4 | 559809.7939 | 559.8098 | 0 | 0 | 0 | 0 | 0 | 0 | 0 | 559.8098 | 559.8098 | 0 | 0
2005-05-28 | 21:00 | 62.6 | 353713.2934 | 353.7133 | 884.9399 | 0.88494 | 0.88494 | 0 | 0.25284 | 0 | 0.63969 | 353.0736 | 353.0736 | 0 | 0
2005-05-28 | 22:00 | 60.8 | 225565.7971 | 225.5658 | 2431.7236 | 2.4317 | 2.4317 | 0 | 0.69478 | 0 | 1.7578 | 223.808 | 223.808 | 0 | 0
2005-05-28 | 23:00 | 60.8 | 0 | 0 | 0 | 0 | 0 | 0 | 0 | 0 | 0 | 0 | 0 | 0 | 0
2005-05-28 | 24:00 | 60.8 | 0 | 0 | 0 | 0 | 0 | 0 | 0 | 0 | 0 | 0 | 0 | 0 | 0
2005-05-29 | 1:00 | 62.6 | 0 | 0 | 0 | 0 | 0 | 0 | 0 | 0 | 0 | 0 | 0 | 0 | 0
2005-05-29 | 2:00 | 62.6 | 0 | 0 | 0 | 0 | 0 | 0 | 0 | 0 | 0 | 0 | 0 | 0 | 0
2005-05-29 | 3:00 | 62.6 | 0 | 0 | 0 | 0 | 0 | 0 | 0 | 0 | 0 | 0 | 0 | 0 | 0
2005-05-29 | 4:00 | 62.6 | 0 | 0 | 0 | 0 | 0 | 0 | 0 | 0 | 0 | 0 | 0 | 0 | 0
2005-05-29 | 5:00 | 62.6 | 0 | 0 | 0 | 0 | 0 | 0 | 0 | 0 | 0 | 0 | 0 | 0 | 0
2005-05-29 | 6:00 | 60.8 | 0 | 0 | 0 | 0 | 0 | 0 | 0 | 0 | 0 | 0 | 0 | 0 | 0
2005-05-29 | 7:00 | 60.8 | 384852.828 | 384.8528 | 70219.202 | 70.2192 | 70.2192 | 0 | 20.0626 | 0 | 50.7585 | 334.0944 | 334.0944 | 0 | 0
2005-05-29 | 8:00 | 62.6 | 449016.2039 | 449.0162 | 20236.5871 | 20.2366 | 20.2366 | 0 | 5.7819 | 0 | 14.6282 | 434.388 | 434.388 | 0 | 0
2005-05-29 | 9:00 | 64.4 | 717216.7735 | 717.2168 | 2013.6257 | 2.0136 | 2.0136 | 0 | 0.57532 | 0 | 1.4556 | 715.7612 | 715.7612 | 0 | 0
2005-05-29 | 10:00 | 66.2 | 711969.6195 | 711.9696 | 2291.3641 | 2.2914 | 2.2914 | 0 | 0.65468 | 0 | 1.6563 | 710.3133 | 710.3133 | 0 | 0
2005-05-29 | 11:00 | 66.2 | 710620.176 | 710.6202 | 1973.053 | 1.9731 | 1.9731 | 0 | 0.56373 | 0 | 1.4262 | 709.1939 | 709.1939 | 0 | 0
2005-05-29 | 12:00 | 69.8 | 697260.2329 | 697.2602 | 976.6361 | 0.97664 | 0.97664 | 0 | 0.27904 | 0 | 0.70597 | 696.5543 | 696.5543 | 0 | 0
2005-05-29 | 13:00 | 69.8 | 639299.3071 | 639.2993 | 1333.7598 | 1.3338 | 1.3338 | 0 | 0.38107 | 0 | 0.96412 | 638.3352 | 638.3352 | 0 | 0
2005-05-29 | 14:00 | 71.6 | 743600.6026 | 743.6006 | 775.2556 | 0.77526 | 0.77526 | 0 | 0.2215 | 0 | 0.5604 | 743.0402 | 743.0402 | 0 | 0
2005-05-29 | 15:00 | 71.6 | 834996.4005 | 834.9964 | 315.4665 | 0.31547 | 0.31547 | 0 | 0.090133 | 0 | 0.22804 | 834.7684 | 834.7684 | 0 | 0
2005-05-29 | 16:00 | 73.4 | 803001.5583 | 803.0016 | 214.7067 | 0.21471 | 0.21471 | 0 | 0.061345 | 0 | 0.1552 | 802.8464 | 802.8464 | 0 | 0
2005-05-29 | 17:00 | 69.8 | 699324.3231 | 699.3243 | 132.9072 | 0.13291 | 0.13291 | 0 | 0.037973 | 0 | 0.096073 | 699.2283 | 699.2283 | 0 | 0
2005-05-29 | 18:00 | 68 | 466729.1143 | 466.7291 | 1181.2484 | 1.1812 | 1.1812 | 0 | 0.3375 | 0 | 0.85387 | 465.8752 | 465.8752 | 0 | 0
2005-05-29 | 19:00 | 64.4 | 404340.9895 | 404.341 | 1456.3979 | 1.4564 | 1.4564 | 0 | 0.41611 | 0 | 1.0528 | 403.2882 | 403.2882 | 0 | 0
2005-05-29 | 20:00 | 62.6 | 314748.3987 | 314.7484 | 4201.1544 | 4.2012 | 4.2012 | 0 | 1.2003 | 0 | 3.0368 | 311.7116 | 311.7116 | 0 | 0
2005-05-29 | 21:00 | 60.8 | 231399.4308 | 231.3994 | 11963.0035 | 11.963 | 11.963 | 0 | 3.418 | 0 | 8.6475 | 222.7519 | 222.7519 | 0 | 0
2005-05-29 | 22:00 | 60.8 | 158987.1817 | 158.9872 | 18472.5714 | 18.4726 | 18.4726 | 0 | 5.2779 | 0 | 13.353 | 145.6342 | 145.6342 | 0 | 0
2005-05-29 | 23:00 | 60.8 | 0 | 0 | 0 | 0 | 0 | 0 | 0 | 0 | 0 | 0 | 0 | 0 | 0
2005-05-29 | 24:00 | 60.8 | 0 | 0 | 0 | 0 | 0 | 0 | 0 | 0 | 0 | 0 | 0 | 0 | 0
2005-05-30 | 1:00 | 60.8 | 0 | 0 | 0 | 0 | 0 | 0 | 0 | 0 | 0 | 0 | 0 | 0 | 0
2005-05-30 | 2:00 | 60.8 | 0 | 0 | 0 | 0 | 0 | 0 | 0 | 0 | 0 | 0 | 0 | 0 | 0
2005-05-30 | 3:00 | 59 | 0 | 0 | 0 | 0 | 0 | 0 | 0 | 0 | 0 | 0 | 0 | 0 | 0
2005-05-30 | 4:00 | 59 | 0 | 0 | 0 | 0 | 0 | 0 | 0 | 0 | 0 | 0 | 0 | 0 | 0
2005-05-30 | 5:00 | 59 | 0 | 0 | 0 | 0 | 0 | 0 | 0 | 0 | 0 | 0 | 0 | 0 | 0
2005-05-30 | 6:00 | 60.8 | 0 | 0 | 0 | 0 | 0 | 0 | 0 | 0 | 0 | 0 | 0 | 0 | 0
2005-05-30 | 7:00 | 60.8 | 152750.5447 | 152.7505 | 72145.6644 | 72.1457 | 72.1457 | 0 | 20.613 | 0 | 52.151 | 100.5995 | 100.5995 | 0 | 0
2005-05-30 | 8:00 | 62.6 | 210796.7542 | 210.7968 | 17093.753 | 17.0938 | 17.0938 | 0 | 4.8839 | 0 | 12.3563 | 198.4404 | 198.4404 | 0 | 0
2005-05-30 | 9:00 | 66.2 | 415720.1124 | 415.7201 | 1085.192 | 1.0852 | 1.0852 | 0 | 0.31005 | 0 | 0.78444 | 414.9357 | 414.9357 | 0 | 0
2005-05-30 | 10:00 | 69.8 | 525663.9293 | 525.6639 | 813.1088 | 0.81311 | 0.81311 | 0 | 0.23232 | 0 | 0.58776 | 525.0762 | 525.0762 | 0 | 0
2005-05-30 | 11:00 | 71.6 | 621513.6252 | 621.5136 | 563.7948 | 0.56379 | 0.56379 | 0 | 0.16108 | 0 | 0.40754 | 621.1061 | 621.1061 | 0 | 0
2005-05-30 | 12:00 | 73.4 | 672531.225 | 672.5312 | 656.9814 | 0.65698 | 0.65698 | 0 | 0.18771 | 0 | 0.4749 | 672.0563 | 672.0563 | 0 | 0
2005-05-30 | 13:00 | 75.2 | 681577.9391 | 681.5779 | 953.8452 | 0.95385 | 0.95385 | 0 | 0.27253 | 0 | 0.68949 | 680.8884 | 680.8884 | 0 | 0
2005-05-30 | 14:00 | 80.6 | 878362.1738 | 878.3622 | 498.521 | 0.49852 | 0.49852 | 0 | 0.14243 | 0 | 0.36036 | 878.0018 | 878.0018 | 0 | 0
2005-05-30 | 15:00 | 80.6 | 1048839.0179 | 1048.839 | 128.974 | 0.12897 | 0.12897 | 0 | 0.03685 | 0 | 0.09323 | 1048.7458 | 1048.7458 | 0 | 0
2005-05-30 | 16:00 | 78.8 | 1142096.6162 | 1142.0966 | 97.2565 | 0.097256 | 0.097256 | 0 | 0.027788 | 0 | 0.070303 | 1142.0263 | 1142.0263 | 0 | 0
2005-05-30 | 17:00 | 73.4 | 1031986.1007 | 1031.9861 | 86.0035 | 0.086004 | 0.086004 | 0 | 0.024572 | 0 | 0.062168 | 1031.9239 | 1031.9239 | 0 | 0
2005-05-30 | 18:00 | 71.6 | 621270.7459 | 621.2707 | 832.591 | 0.83259 | 0.83259 | 0 | 0.23788 | 0 | 0.60184 | 620.6689 | 620.6689 | 0 | 0
2005-05-30 | 19:00 | 68 | 588023.8942 | 588.0239 | 1141.8176 | 1.1418 | 1.1418 | 0 | 0.32623 | 0 | 0.82537 | 587.1985 | 587.1985 | 0 | 0
2005-05-30 | 20:00 | 64.4 | 518426.5368 | 518.4265 | 2736.2584 | 2.7363 | 2.7363 | 0 | 0.78179 | 0 | 1.9779 | 516.4486 | 516.4486 | 0 | 0
2005-05-30 | 21:00 | 62.6 | 383173.4814 | 383.1735 | 9731.6122 | 9.7316 | 9.7316 | 0 | 2.7805 | 0 | 7.0346 | 376.1389 | 376.1389 | 0 | 0
2005-05-30 | 22:00 | 62.6 | 257998.9967 | 257.999 | 15799.5988 | 15.7996 | 15.7996 | 0 | 4.5142 | 0 | 11.4209 | 246.5781 | 246.5781 | 0 | 0
2005-05-30 | 23:00 | 60.8 | 0 | 0 | 0 | 0 | 0 | 0 | 0 | 0 | 0 | 0 | 0 | 0 | 0
2005-05-30 | 24:00 | 60.8 | 0 | 0 | 0 | 0 | 0 | 0 | 0 | 0 | 0 | 0 | 0 | 0 | 0
2005-05-31 | 1:00 | 60.8 | 0 | 0 | 0 | 0 | 0 | 0 | 0 | 0 | 0 | 0 | 0 | 0 | 0
2005-05-31 | 2:00 | 57.2 | 0 | 0 | 0 | 0 | 0 | 0 | 0 | 0 | 0 | 0 | 0 | 0 | 0
2005-05-31 | 3:00 | 57.2 | 0 | 0 | 0 | 0 | 0 | 0 | 0 | 0 | 0 | 0 | 0 | 0 | 0
2005-05-31 | 4:00 | 55.4 | 0 | 0 | 0 | 0 | 0 | 0 | 0 | 0 | 0 | 0 | 0 | 0 | 0
2005-05-31 | 5:00 | 55.4 | 0 | 0 | 0 | 0 | 0 | 0 | 0 | 0 | 0 | 0 | 0 | 0 | 0
2005-05-31 | 6:00 | 59 | 0 | 0 | 0 | 0 | 0 | 0 | 0 | 0 | 0 | 0 | 0 | 0 | 0
2005-05-31 | 7:00 | 60.8 | 227118.1224 | 227.1181 | 85967.4463 | 85.9674 | 85.9674 | 0 | 24.5621 | 0 | 62.1422 | 164.9759 | 164.9759 | 0 | 0
2005-05-31 | 8:00 | 62.6 | 284179.2046 | 284.1792 | 26521.9341 | 26.5219 | 26.5219 | 0 | 7.5777 | 0 | 19.1716 | 265.0076 | 265.0076 | 0 | 0
2005-05-31 | 9:00 | 66.2 | 578674.1925 | 578.6742 | 2842.1754 | 2.8422 | 2.8422 | 0 | 0.81205 | 0 | 2.0545 | 576.6197 | 576.6197 | 0 | 0
2005-05-31 | 10:00 | 69.8 | 763508.9123 | 763.5089 | 3122.2486 | 3.1222 | 3.1222 | 0 | 0.89207 | 0 | 2.2569 | 761.252 | 761.252 | 0 | 0
2005-05-31 | 11:00 | 73.4 | 898074.2829 | 898.0743 | 3114.6881 | 3.1147 | 3.1147 | 0 | 0.88991 | 0 | 2.2515 | 895.8228 | 895.8228 | 0 | 0
2005-05-31 | 12:00 | 78.8 | 982975.2627 | 982.9753 | 1055.5894 | 1.0556 | 1.0556 | 0 | 0.3016 | 0 | 0.76304 | 982.2122 | 982.2122 | 0 | 0
2005-05-31 | 13:00 | 80.6 | 1030400.4851 | 1030.4005 | 1426.8891 | 1.4269 | 1.4269 | 0 | 0.40768 | 0 | 1.0314 | 1029.369 | 1029.369 | 0 | 0
2005-05-31 | 14:00 | 82.4 | 1162290.4244 | 1162.2904 | 874.6441 | 0.87464 | 0.87464 | 0 | 0.2499 | 0 | 0.63224 | 1161.6582 | 1161.6582 | 0 | 0
2005-05-31 | 15:00 | 82.4 | 1244721.8769 | 1244.7219 | 630.3263 | 0.63033 | 0.63033 | 0 | 0.18009 | 0 | 0.45564 | 1244.2662 | 1244.2662 | 0 | 0
2005-05-31 | 16:00 | 79.16 | 1229262.1446 | 1229.2621 | 264.3003 | 0.2643 | 0.2643 | 0 | 0.075514 | 0 | 0.19105 | 1229.0711 | 1229.0711 | 0 | 0
2005-05-31 | 17:00 | 75.2 | 1108243.6878 | 1108.2437 | 123.1827 | 0.12318 | 0.12318 | 0 | 0.035195 | 0 | 0.089043 | 1108.1546 | 1108.1546 | 0 | 0
2005-05-31 | 18:00 | 71.6 | 746224.1092 | 746.2241 | 1259.1791 | 1.2592 | 1.2592 | 0 | 0.35977 | 0 | 0.91021 | 745.3139 | 745.3139 | 0 | 0
2005-05-31 | 19:00 | 68 | 719198.4668 | 719.1985 | 1651.9644 | 1.652 | 1.652 | 0 | 0.47199 | 0 | 1.1941 | 718.0043 | 718.0043 | 0 | 0
2005-05-31 | 20:00 | 66.2 | 663979.1343 | 663.9791 | 4916.2247 | 4.9162 | 4.9162 | 0 | 1.4046 | 0 | 3.5537 | 660.4254 | 660.4254 | 0 | 0
2005-05-31 | 21:00 | 64.4 | 537223.9702 | 537.224 | 12160.7016 | 12.1607 | 12.1607 | 0 | 3.4745 | 0 | 8.7905 | 528.4335 | 528.4335 | 0 | 0
2005-05-31 | 22:00 | 63.86 | 412779.495 | 412.7795 | 21010.5979 | 21.0106 | 21.0106 | 0 | 6.003 | 0 | 15.1877 | 397.5918 | 397.5918 | 0 | 0
2005-05-31 | 23:00 | 63.32 | 0 | 0 | 0 | 0 | 0 | 0 | 0 | 0 | 0 | 0 | 0 | 0 | 0
2005-05-31 | 24:00 | 62.78 | 0 | 0 | 0 | 0 | 0 | 0 | 0 | 0 | 0 | 0 | 0 | 0 | 0
2002-06-01 | 1:00 | 62.42 | 0 | 0 | 0 | 0 | 0 | 0 | 0 | 0 | 0 | 0 | 0 | 0 | 0
2002-06-01 | 2:00 | 61.88 | 0 | 0 | 0 | 0 | 0 | 0 | 0 | 0 | 0 | 0 | 0 | 0 | 0
2002-06-01 | 3:00 | 61.34 | 0 | 0 | 0 | 0 | 0 | 0 | 0 | 0 | 0 | 0 | 0 | 0 | 0
2002-06-01 | 4:00 | 60.8 | 0 | 0 | 0 | 0 | 0 | 0 | 0 | 0 | 0 | 0 | 0 | 0 | 0
2002-06-01 | 5:00 | 60.8 | 0 | 0 | 0 | 0 | 0 | 0 | 0 | 0 | 0 | 0 | 0 | 0 | 0
2002-06-01 | 6:00 | 60.8 | 0 | 0 | 0 | 0 | 0 | 0 | 0 | 0 | 0 | 0 | 0 | 0 | 0
2002-06-01 | 7:00 | 60.8 | 233281.5093 | 233.2815 | 86293.8412 | 86.2938 | 86.2938 | 0 | 24.6554 | 0 | 62.3781 | 170.9034 | 170.9034 | 0 | 0
2002-06-01 | 8:00 | 62.6 | 207904.8 | 207.9048 | 42325.4231 | 42.3254 | 42.3254 | 0 | 12.093 | 0 | 30.5952 | 177.3096 | 177.3096 | 0 | 0
2002-06-01 | 9:00 | 66.2 | 424520.1538 | 424.5202 | 3787.1433 | 3.7871 | 3.7871 | 0 | 1.082 | 0 | 2.7376 | 421.7826 | 421.7826 | 0 | 0
2002-06-01 | 10:00 | 71.6 | 571980.5045 | 571.9805 | 2125.7936 | 2.1258 | 2.1258 | 0 | 0.60737 | 0 | 1.5366 | 570.4439 | 570.4439 | 0 | 0
2002-06-01 | 11:00 | 75.2 | 641441.2421 | 641.4412 | 1618.7966 | 1.6188 | 1.6188 | 0 | 0.46251 | 0 | 1.1702 | 640.2711 | 640.2711 | 0 | 0
2002-06-01 | 12:00 | 80.6 | 700118.1065 | 700.1181 | 2453.4208 | 2.4534 | 2.4534 | 0 | 0.70098 | 0 | 1.7735 | 698.3446 | 698.3446 | 0 | 0
2002-06-01 | 13:00 | 84.2 | 917390.5235 | 917.3905 | 5570.3403 | 5.5703 | 5.5703 | 0 | 1.5915 | 0 | 4.0266 | 913.364 | 913.364 | 0 | 0
2002-06-01 | 14:00 | 82.4 | 990313.7844 | 990.3138 | 1465.2224 | 1.4652 | 1.4652 | 0 | 0.41863 | 0 | 1.0591 | 989.2546 | 989.2546 | 0 | 0
2002-06-01 | 15:00 | 80.6 | 803149.0759 | 803.1491 | 1555.3025 | 1.5553 | 1.5553 | 0 | 0.44437 | 0 | 1.1243 | 802.0248 | 802.0248 | 0 | 0
2002-06-01 | 16:00 | 78.8 | 787042.7859 | 787.0428 | 1519.9691 | 1.52 | 1.52 | 0 | 0.43428 | 0 | 1.0987 | 785.9441 | 785.9441 | 0 | 0
2002-06-01 | 17:00 | 73.4 | 716109.0073 | 716.109 | 804.4863 | 0.80449 | 0.80449 | 0 | 0.22985 | 0 | 0.58153 | 715.5275 | 715.5275 | 0 | 0
2002-06-01 | 18:00 | 69.8 | 510397.2092 | 510.3972 | 1232.3523 | 1.2324 | 1.2324 | 0 | 0.3521 | 0 | 0.89081 | 509.5064 | 509.5064 | 0 | 0
2002-06-01 | 19:00 | 66.2 | 373351.8011 | 373.3518 | 2603.5908 | 2.6036 | 2.6036 | 0 | 0.74388 | 0 | 1.882 | 371.4698 | 371.4698 | 0 | 0
2002-06-01 | 20:00 | 62.6 | 240151.167 | 240.1512 | 11920.7647 | 11.9208 | 11.9208 | 0 | 3.4059 | 0 | 8.617 | 231.5342 | 231.5342 | 0 | 0
2002-06-01 | 21:00 | 60.8 | 155137.2679 | 155.1373 | 40609.085 | 40.6091 | 40.6091 | 0 | 11.6026 | 0 | 29.3546 | 125.7827 | 125.7827 | 0 | 0
2002-06-01 | 22:00 | 59 | 105255.8781 | 105.2559 | 76789.8453 | 76.7898 | 76.7898 | 0 | 21.94 | 0 | 55.5081 | 49.7478 | 49.7478 | 0 | 0
2002-06-01 | 23:00 | 57.2 | 0 | 0 | 0 | 0 | 0 | 0 | 0 | 0 | 0 | 0 | 0 | 0 | 0
2002-06-01 | 24:00 | 57.2 | 0 | 0 | 0 | 0 | 0 | 0 | 0 | 0 | 0 | 0 | 0 | 0 | 0
2002-06-02 | 1:00 | 57.2 | 0 | 0 | 0 | 0 | 0 | 0 | 0 | 0 | 0 | 0 | 0 | 0 | 0
2002-06-02 | 2:00 | 57.2 | 0 | 0 | 0 | 0 | 0 | 0 | 0 | 0 | 0 | 0 | 0 | 0 | 0
2002-06-02 | 3:00 | 59 | 0 | 0 | 0 | 0 | 0 | 0 | 0 | 0 | 0 | 0 | 0 | 0 | 0
2002-06-02 | 4:00 | 59 | 0 | 0 | 0 | 0 | 0 | 0 | 0 | 0 | 0 | 0 | 0 | 0 | 0
2002-06-02 | 5:00 | 59 | 0 | 0 | 0 | 0 | 0 | 0 | 0 | 0 | 0 | 0 | 0 | 0 | 0
2002-06-02 | 6:00 | 60.8 | 0 | 0 | 0 | 0 | 0 | 0 | 0 | 0 | 0 | 0 | 0 | 0 | 0
2002-06-02 | 7:00 | 60.8 | 145672.6186 | 145.6726 | 96967.4494 | 96.9674 | 96.9674 | 0 | 27.705 | 0 | 70.0936 | 75.579 | 75.579 | 0 | 0
2002-06-02 | 8:00 | 60.8 | 140712.6819 | 140.7127 | 52124.7341 | 52.1247 | 52.1247 | 0 | 14.8928 | 0 | 37.6787 | 103.0339 | 103.0339 | 0 | 0
2002-06-02 | 9:00 | 62.6 | 203801.0195 | 203.801 | 11096.6579 | 11.0967 | 11.0967 | 0 | 3.1705 | 0 | 8.0213 | 195.7797 | 195.7797 | 0 | 0
2002-06-02 | 10:00 | 64.4 | 255827.146 | 255.8271 | 4137.5755 | 4.1376 | 4.1376 | 0 | 1.1822 | 0 | 2.9909 | 252.8363 | 252.8363 | 0 | 0
2002-06-02 | 11:00 | 69.8 | 365923.0706 | 365.9231 | 3426.3692 | 3.4264 | 3.4264 | 0 | 0.97896 | 0 | 2.4768 | 363.4463 | 363.4463 | 0 | 0
2002-06-02 | 12:00 | 71.6 | 443279.7378 | 443.2797 | 5400.1863 | 5.4002 | 5.4002 | 0 | 1.5429 | 0 | 3.9036 | 439.3762 | 439.3762 | 0 | 0
2002-06-02 | 13:00 | 73.4 | 470872.391 | 470.8724 | 9929.1063 | 9.9291 | 9.9291 | 0 | 2.8369 | 0 | 7.1773 | 463.6951 | 463.6951 | 0 | 0
2002-06-02 | 14:00 | 78.8 | 605499.9882 | 605.5 | 3995.3661 | 3.9954 | 3.9954 | 0 | 1.1415 | 0 | 2.8881 | 602.6119 | 602.6119 | 0 | 0
2002-06-02 | 15:00 | 77 | 689676.0956 | 689.6761 | 3078.0035 | 3.078 | 3.078 | 0 | 0.87943 | 0 | 2.225 | 687.4511 | 687.4511 | 0 | 0
2002-06-02 | 16:00 | 75.2 | 633490.2814 | 633.4903 | 2600.8372 | 2.6008 | 2.6008 | 0 | 0.7431 | 0 | 1.88 | 631.6102 | 631.6102 | 0 | 0
2002-06-02 | 17:00 | 73.4 | 593697.7501 | 593.6978 | 1332.0566 | 1.3321 | 1.3321 | 0 | 0.38059 | 0 | 0.96289 | 592.7349 | 592.7349 | 0 | 0
2002-06-02 | 18:00 | 68 | 411141.0184 | 411.141 | 1781.589 | 1.7816 | 1.7816 | 0 | 0.50903 | 0 | 1.2878 | 409.8532 | 409.8532 | 0 | 0
2002-06-02 | 19:00 | 62.6 | 274214.2241 | 274.2142 | 3537.5812 | 3.5376 | 3.5376 | 0 | 1.0107 | 0 | 2.5572 | 271.6571 | 271.6571 | 0 | 0
2002-06-02 | 20:00 | 60.8 | 171945.2434 | 171.9452 | 17884.9572 | 17.885 | 17.885 | 0 | 5.11 | 0 | 12.9283 | 159.017 | 159.017 | 0 | 0
2002-06-02 | 21:00 | 60.8 | 135106.8941 | 135.1069 | 47526.5938 | 47.5266 | 47.5266 | 0 | 13.579 | 0 | 34.3549 | 100.752 | 100.752 | 0 | 0
2002-06-02 | 22:00 | 57.2 | 83597.6086 | 83.5976 | 85468.505 | 85.4685 | 85.4685 | 0 | 24.4196 | 0 | 61.7815 | 21.8161 | 21.8161 | 0 | 0
2002-06-02 | 23:00 | 57.2 | 0 | 0 | 0 | 0 | 0 | 0 | 0 | 0 | 0 | 0 | 0 | 0 | 0
2002-06-02 | 24:00 | 57.2 | 0 | 0 | 0 | 0 | 0 | 0 | 0 | 0 | 0 | 0 | 0 | 0 | 0
2002-06-03 | 1:00 | 59 | 0 | 0 | 0 | 0 | 0 | 0 | 0 | 0 | 0 | 0 | 0 | 0 | 0
2002-06-03 | 2:00 | 59 | 0 | 0 | 0 | 0 | 0 | 0 | 0 | 0 | 0 | 0 | 0 | 0 | 0
2002-06-03 | 3:00 | 59 | 0 | 0 | 0 | 0 | 0 | 0 | 0 | 0 | 0 | 0 | 0 | 0 | 0
2002-06-03 | 4:00 | 59 | 0 | 0 | 0 | 0 | 0 | 0 | 0 | 0 | 0 | 0 | 0 | 0 | 0
2002-06-03 | 5:00 | 59 | 0 | 0 | 0 | 0 | 0 | 0 | 0 | 0 | 0 | 0 | 0 | 0 | 0
2002-06-03 | 6:00 | 59 | 0 | 0 | 0 | 0 | 0 | 0 | 0 | 0 | 0 | 0 | 0 | 0 | 0
2002-06-03 | 7:00 | 59 | 101462.8025 | 101.4628 | 116762.2141 | 116.7622 | 116.7622 | 0 | 33.3606 | 0 | 84.4024 | 17.0604 | 17.0604 | 0 | 0
2002-06-03 | 8:00 | 60.8 | 113657.9749 | 113.658 | 82065.7088 | 82.0657 | 82.0657 | 0 | 23.4473 | 0 | 59.3218 | 54.3362 | 54.3362 | 0 | 0
2002-06-03 | 9:00 | 64.4 | 176910.8203 | 176.9108 | 56324.172 | 56.3242 | 56.3242 | 0 | 16.0926 | 0 | 40.7143 | 136.1965 | 136.1965 | 0 | 0
2002-06-03 | 10:00 | 64.4 | 219323.4488 | 219.3234 | 36407.0136 | 36.407 | 36.407 | 0 | 10.402 | 0 | 26.3171 | 193.0064 | 193.0064 | 0 | 0
2002-06-03 | 11:00 | 66.2 | 243924.9186 | 243.9249 | 34115.5894 | 34.1156 | 34.1156 | 0 | 9.7473 | 0 | 24.6607 | 219.2642 | 219.2642 | 0 | 0
2002-06-03 | 12:00 | 69.8 | 302588.3039 | 302.5883 | 36328.6102 | 36.3286 | 36.3286 | 0 | 10.3796 | 0 | 26.2604 | 276.3279 | 276.3279 | 0 | 0
2002-06-03 | 13:00 | 71.6 | 353291.0075 | 353.291 | 38445.8359 | 38.4458 | 38.4458 | 0 | 10.9845 | 0 | 27.7908 | 325.5002 | 325.5002 | 0 | 0
2002-06-03 | 14:00 | 73.4 | 399621.1598 | 399.6212 | 31316.8653 | 31.3169 | 31.3169 | 0 | 8.9477 | 0 | 22.6376 | 376.9835 | 376.9835 | 0 | 0
2002-06-03 | 15:00 | 73.4 | 430334.9519 | 430.335 | 16157.637 | 16.1576 | 16.1576 | 0 | 4.6165 | 0 | 11.6797 | 418.6553 | 418.6553 | 0 | 0
2002-06-03 | 16:00 | 73.4 | 417190.2999 | 417.1903 | 20709.8196 | 20.7098 | 20.7098 | 0 | 5.9171 | 0 | 14.9702 | 402.2201 | 402.2201 | 0 | 0
2002-06-03 | 17:00 | 73.4 | 401178.5123 | 401.1785 | 32921.3337 | 32.9213 | 32.9213 | 0 | 9.4061 | 0 | 23.7974 | 377.3811 | 377.3811 | 0 | 0
2002-06-03 | 18:00 | 69.8 | 342157.1903 | 342.1572 | 50864.9219 | 50.8649 | 50.8649 | 0 | 14.5328 | 0 | 36.7681 | 305.3891 | 305.3891 | 0 | 0
2002-06-03 | 19:00 | 66.2 | 254422.4056 | 254.4224 | 5072.8149 | 5.0728 | 5.0728 | 0 | 1.4494 | 0 | 3.6669 | 250.7555 | 250.7555 | 0 | 0
2002-06-03 | 20:00 | 62.6 | 184442.5896 | 184.4426 | 21682.5878 | 21.6826 | 21.6826 | 0 | 6.195 | 0 | 15.6734 | 168.7692 | 168.7692 | 0 | 0
2002-06-03 | 21:00 | 62.6 | 153460.005 | 153.46 | 31061.0198 | 31.061 | 31.061 | 0 | 8.8746 | 0 | 22.4527 | 131.0073 | 131.0073 | 0 | 0
2002-06-03 | 22:00 | 60.8 | 133619.8185 | 133.6198 | 36695.8805 | 36.6959 | 36.6959 | 0 | 10.4845 | 0 | 26.5259 | 107.0939 | 107.0939 | 0 | 0
2002-06-03 | 23:00 | 59 | 0 | 0 | 0 | 0 | 0 | 0 | 0 | 0 | 0 | 0 | 0 | 0 | 0
2002-06-03 | 24:00 | 57.2 | 0 | 0 | 0 | 0 | 0 | 0 | 0 | 0 | 0 | 0 | 0 | 0 | 0
2002-06-04 | 1:00 | 57.2 | 0 | 0 | 0 | 0 | 0 | 0 | 0 | 0 | 0 | 0 | 0 | 0 | 0
2002-06-04 | 2:00 | 57.2 | 0 | 0 | 0 | 0 | 0 | 0 | 0 | 0 | 0 | 0 | 0 | 0 | 0
2002-06-04 | 3:00 | 53.6 | 0 | 0 | 0 | 0 | 0 | 0 | 0 | 0 | 0 | 0 | 0 | 0 | 0
2002-06-04 | 4:00 | 53.6 | 0 | 0 | 0 | 0 | 0 | 0 | 0 | 0 | 0 | 0 | 0 | 0 | 0
2002-06-04 | 5:00 | 53.6 | 0 | 0 | 0 | 0 | 0 | 0 | 0 | 0 | 0 | 0 | 0 | 0 | 0
2002-06-04 | 6:00 | 57.2 | 0 | 0 | 0 | 0 | 0 | 0 | 0 | 0 | 0 | 0 | 0 | 0 | 0
2002-06-04 | 7:00 | 60.8 | 94825.122 | 94.8251 | 33415.9731 | 33.416 | 33.416 | 0 | 9.5474 | 0 | 24.155 | 70.6701 | 70.6701 | 0 | 0
2002-06-04 | 8:00 | 64.4 | 162497.5315 | 162.4975 | 35146.3835 | 35.1464 | 35.1464 | 0 | 10.0418 | 0 | 25.4058 | 137.0917 | 137.0917 | 0 | 0
2002-06-04 | 9:00 | 69.8 | 250724.8167 | 250.7248 | 31742.4821 | 31.7425 | 31.7425 | 0 | 9.0693 | 0 | 22.9453 | 227.7795 | 227.7795 | 0 | 0
2002-06-04 | 10:00 | 75.2 | 354854.8511 | 354.8549 | 28071.2301 | 28.0712 | 28.0712 | 0 | 8.0204 | 0 | 20.2915 | 334.5634 | 334.5634 | 0 | 0
2002-06-04 | 11:00 | 80.6 | 473820.4745 | 473.8205 | 16391.6631 | 16.3917 | 16.3917 | 0 | 4.6833 | 0 | 11.8488 | 461.9716 | 461.9716 | 0 | 0
2002-06-04 | 12:00 | 84.2 | 703077.8315 | 703.0778 | 19168.8817 | 19.1689 | 19.1689 | 0 | 5.4768 | 0 | 13.8564 | 689.2215 | 689.2215 | 0 | 0
2002-06-04 | 13:00 | 87.8 | 682115.2279 | 682.1152 | 39148.8522 | 39.1489 | 39.1489 | 0 | 11.1854 | 0 | 28.299 | 653.8162 | 653.8162 | 0 | 0
2002-06-04 | 14:00 | 89.6 | 719366.7272 | 719.3667 | 33679.7282 | 33.6797 | 33.6797 | 0 | 9.6228 | 0 | 24.3456 | 695.0211 | 695.0211 | 0 | 0
2002-06-04 | 15:00 | 87.8 | 719724.0007 | 719.724 | 22986.7783 | 22.9868 | 22.9868 | 0 | 6.5677 | 0 | 16.6162 | 703.1078 | 703.1078 | 0 | 0
2002-06-04 | 16:00 | 84.2 | 719221.636 | 719.2216 | 21557.2185 | 21.5572 | 21.5572 | 0 | 6.1592 | 0 | 15.5828 | 703.6388 | 703.6388 | 0 | 0
2002-06-04 | 17:00 | 82.4 | 641852.4783 | 641.8525 | 19952.1565 | 19.9522 | 19.9522 | 0 | 5.7006 | 0 | 14.4226 | 627.4299 | 627.4299 | 0 | 0
2002-06-04 | 18:00 | 78.8 | 566903.6374 | 566.9036 | 5970.8617 | 5.9709 | 5.9709 | 0 | 1.706 | 0 | 4.3161 | 562.5876 | 562.5876 | 0 | 0
2002-06-04 | 19:00 | 73.4 | 524430.1419 | 524.4301 | 18618.2867 | 18.6183 | 18.6183 | 0 | 5.3195 | 0 | 13.4584 | 510.9718 | 510.9718 | 0 | 0
2002-06-04 | 20:00 | 71.6 | 416505.6149 | 416.5056 | 32264.1356 | 32.2641 | 32.2641 | 0 | 9.2183 | 0 | 23.3224 | 393.1833 | 393.1833 | 0 | 0
2002-06-04 | 21:00 | 69.8 | 349754.9393 | 349.7549 | 38398.9419 | 38.3989 | 38.3989 | 0 | 10.9711 | 0 | 27.7569 | 321.998 | 321.998 | 0 | 0
2002-06-04 | 22:00 | 69.8 | 329828.4235 | 329.8284 | 41858.8441 | 41.8588 | 41.8588 | 0 | 11.9597 | 0 | 30.258 | 299.5705 | 299.5705 | 0 | 0
2002-06-04 | 23:00 | 64.4 | 0 | 0 | 0 | 0 | 0 | 0 | 0 | 0 | 0 | 0 | 0 | 0 | 0
2002-06-04 | 24:00 | 64.4 | 0 | 0 | 0 | 0 | 0 | 0 | 0 | 0 | 0 | 0 | 0 | 0 | 0
2002-06-05 | 1:00 | 62.6 | 0 | 0 | 0 | 0 | 0 | 0 | 0 | 0 | 0 | 0 | 0 | 0 | 0
2002-06-05 | 2:00 | 60.8 | 0 | 0 | 0 | 0 | 0 | 0 | 0 | 0 | 0 | 0 | 0 | 0 | 0
2002-06-05 | 3:00 | 60.8 | 0 | 0 | 0 | 0 | 0 | 0 | 0 | 0 | 0 | 0 | 0 | 0 | 0
2002-06-05 | 4:00 | 59 | 0 | 0 | 0 | 0 | 0 | 0 | 0 | 0 | 0 | 0 | 0 | 0 | 0
2002-06-05 | 5:00 | 57.2 | 0 | 0 | 0 | 0 | 0 | 0 | 0 | 0 | 0 | 0 | 0 | 0 | 0
2002-06-05 | 6:00 | 62.6 | 0 | 0 | 0 | 0 | 0 | 0 | 0 | 0 | 0 | 0 | 0 | 0 | 0
2002-06-05 | 7:00 | 66.2 | 318750.1279 | 318.7501 | 124106.4121 | 124.1064 | 124.1064 | 0 | 35.459 | 0 | 89.7112 | 229.0389 | 229.0389 | 0 | 0
2002-06-05 | 8:00 | 71.6 | 443446.014 | 443.446 | 57832.2826 | 57.8323 | 57.8323 | 0 | 16.5235 | 0 | 41.8045 | 401.6415 | 401.6415 | 0 | 0
2002-06-05 | 9:00 | 78.8 | 782483.0522 | 782.4831 | 10223.7895 | 10.2238 | 10.2238 | 0 | 2.9211 | 0 | 7.3903 | 775.0927 | 775.0927 | 0 | 0
2002-06-05 | 10:00 | 84.2 | 1072466.8973 | 1072.4669 | 6275.0694 | 6.2751 | 6.2751 | 0 | 1.7929 | 0 | 4.536 | 1067.9309 | 1067.9309 | 0 | 0
2002-06-05 | 11:00 | 91.4 | 1397686.4139 | 1397.6864 | 3520.9351 | 3.5209 | 3.5209 | 0 | 1.006 | 0 | 2.5451 | 1395.1413 | 1395.1413 | 0 | 0
2002-06-05 | 12:00 | 96.8 | 1417969.5729 | 1417.9696 | 8560.3565 | 8.5604 | 8.5604 | 0 | 2.4458 | 0 | 6.1879 | 1411.7817 | 1411.7817 | 0 | 0
2002-06-05 | 13:00 | 98.6 | 1443251.3051 | 1443.2513 | 15137.7324 | 15.1377 | 15.1377 | 0 | 4.3251 | 0 | 10.9424 | 1432.3089 | 1432.3089 | 0 | 0
2002-06-05 | 14:00 | 100.4 | 1596575.4705 | 1596.5755 | 5790.0868 | 5.7901 | 5.7901 | 0 | 1.6543 | 0 | 4.1854 | 1592.3901 | 1592.3901 | 0 | 0
2002-06-05 | 15:00 | 98.6 | 1713535.7371 | 1713.5357 | 2555.6104 | 2.5556 | 2.5556 | 0 | 0.73017 | 0 | 1.8473 | 1711.6884 | 1711.6884 | 0 | 0
2002-06-05 | 16:00 | 96.8 | 1713234.0496 | 1713.234 | 3559.4708 | 3.5595 | 3.5595 | 0 | 1.017 | 0 | 2.573 | 1710.6611 | 1710.6611 | 0 | 0
2002-06-05 | 17:00 | 91.4 | 1654162.5393 | 1654.1625 | 4454.2502 | 4.4543 | 4.4543 | 0 | 1.2726 | 0 | 3.2198 | 1650.9428 | 1650.9428 | 0 | 0
2002-06-05 | 18:00 | 87.8 | 1271679.4299 | 1271.6794 | 28966.544 | 28.9665 | 28.9665 | 0 | 8.2762 | 0 | 20.9387 | 1250.7408 | 1250.7408 | 0 | 0
2002-06-05 | 19:00 | 82.4 | 1014183.6489 | 1014.1836 | 7248.7335 | 7.2487 | 7.2487 | 0 | 2.0711 | 0 | 5.2398 | 1008.9439 | 1008.9439 | 0 | 0
2002-06-05 | 20:00 | 77 | 659572.3148 | 659.5723 | 12233.5205 | 12.2335 | 12.2335 | 0 | 3.4953 | 0 | 8.8431 | 650.7292 | 650.7292 | 0 | 0
2002-06-05 | 21:00 | 73.4 | 533948.5007 | 533.9485 | 41387.5669 | 41.3876 | 41.3876 | 0 | 11.825 | 0 | 29.9173 | 504.0312 | 504.0312 | 0 | 0
2002-06-05 | 22:00 | 69.8 | 443455.0999 | 443.4551 | 77988.1232 | 77.9881 | 77.9881 | 0 | 22.2823 | 0 | 56.3743 | 387.0808 | 387.0808 | 0 | 0
2002-06-05 | 23:00 | 64.4 | 0 | 0 | 0 | 0 | 0 | 0 | 0 | 0 | 0 | 0 | 0 | 0 | 0
2002-06-05 | 24:00 | 66.2 | 0 | 0 | 0 | 0 | 0 | 0 | 0 | 0 | 0 | 0 | 0 | 0 | 0
2002-06-06 | 1:00 | 62.6 | 0 | 0 | 0 | 0 | 0 | 0 | 0 | 0 | 0 | 0 | 0 | 0 | 0
2002-06-06 | 2:00 | 62.6 | 0 | 0 | 0 | 0 | 0 | 0 | 0 | 0 | 0 | 0 | 0 | 0 | 0
2002-06-06 | 3:00 | 60.8 | 0 | 0 | 0 | 0 | 0 | 0 | 0 | 0 | 0 | 0 | 0 | 0 | 0
2002-06-06 | 4:00 | 60.8 | 0 | 0 | 0 | 0 | 0 | 0 | 0 | 0 | 0 | 0 | 0 | 0 | 0
2002-06-06 | 5:00 | 60.44 | 0 | 0 | 0 | 0 | 0 | 0 | 0 | 0 | 0 | 0 | 0 | 0 | 0
2002-06-06 | 6:00 | 62.6 | 0 | 0 | 0 | 0 | 0 | 0 | 0 | 0 | 0 | 0 | 0 | 0 | 0
2002-06-06 | 7:00 | 68 | 516423.7695 | 516.4238 | 95289.2891 | 95.2893 | 95.2893 | 0 | 27.2255 | 0 | 68.8805 | 447.5432 | 447.5432 | 0 | 0
2002-06-06 | 8:00 | 73.4 | 583100.1596 | 583.1002 | 45591.1336 | 45.5911 | 45.5911 | 0 | 13.026 | 0 | 32.9559 | 550.1443 | 550.1443 | 0 | 0
2002-06-06 | 9:00 | 80.6 | 922561.9617 | 922.562 | 4184.9841 | 4.185 | 4.185 | 0 | 1.1957 | 0 | 3.0251 | 919.5368 | 919.5368 | 0 | 0
2002-06-06 | 10:00 | 86 | 1329717.4392 | 1329.7174 | 1840.8663 | 1.8409 | 1.8409 | 0 | 0.52596 | 0 | 1.3307 | 1328.3868 | 1328.3868 | 0 | 0
2002-06-06 | 11:00 | 93.2 | 1393700.213 | 1393.7002 | 1552.2951 | 1.5523 | 1.5523 | 0 | 0.44351 | 0 | 1.1221 | 1392.5781 | 1392.5781 | 0 | 0
2002-06-06 | 12:00 | 96.8 | 1615639.9086 | 1615.6399 | 2745.1108 | 2.7451 | 2.7451 | 0 | 0.78432 | 0 | 1.9843 | 1613.6556 | 1613.6556 | 0 | 0
2002-06-06 | 13:00 | 93.2 | 1531083.8755 | 1531.0839 | 8728.1151 | 8.7281 | 8.7281 | 0 | 2.4937 | 0 | 6.3092 | 1524.7747 | 1524.7747 | 0 | 0
2002-06-06 | 14:00 | 91.4 | 1447904.0282 | 1447.904 | 2869.6111 | 2.8696 | 2.8696 | 0 | 0.81989 | 0 | 2.0743 | 1445.8297 | 1445.8297 | 0 | 0
2002-06-06 | 15:00 | 89.6 | 1466330.3067 | 1466.3303 | 784.8275 | 0.78483 | 0.78483 | 0 | 0.22424 | 0 | 0.56732 | 1465.763 | 1465.763 | 0 | 0
2002-06-06 | 16:00 | 84.2 | 1438363.5098 | 1438.3635 | 1316.2632 | 1.3163 | 1.3163 | 0 | 0.37608 | 0 | 0.95147 | 1437.412 | 1437.412 | 0 | 0
2002-06-06 | 17:00 | 82.4 | 1250774.8078 | 1250.7748 | 1973.7751 | 1.9738 | 1.9738 | 0 | 0.56394 | 0 | 1.4268 | 1249.3481 | 1249.3481 | 0 | 0
2002-06-06 | 18:00 | 78.8 | 851536.9872 | 851.537 | 3889.4388 | 3.8894 | 3.8894 | 0 | 1.1113 | 0 | 2.8115 | 848.7255 | 848.7255 | 0 | 0
2002-06-06 | 19:00 | 75.2 | 817509.9234 | 817.5099 | 1183.68 | 1.1837 | 1.1837 | 0 | 0.33819 | 0 | 0.85563 | 816.6543 | 816.6543 | 0 | 0
2002-06-06 | 20:00 | 73.4 | 688868.2263 | 688.8682 | 12651.5779 | 12.6516 | 12.6516 | 0 | 3.6147 | 0 | 9.1453 | 679.7229 | 679.7229 | 0 | 0
2002-06-06 | 21:00 | 69.8 | 548620.6572 | 548.6207 | 41241.1843 | 41.2412 | 41.2412 | 0 | 11.7832 | 0 | 29.8115 | 518.8092 | 518.8092 | 0 | 0
2002-06-06 | 22:00 | 64.4 | 381833.1117 | 381.8331 | 76820.6838 | 76.8207 | 76.8207 | 0 | 21.9488 | 0 | 55.5304 | 326.3027 | 326.3027 | 0 | 0
2002-06-06 | 23:00 | 62.6 | 0 | 0 | 0 | 0 | 0 | 0 | 0 | 0 | 0 | 0 | 0 | 0 | 0
2002-06-06 | 24:00 | 62.6 | 0 | 0 | 0 | 0 | 0 | 0 | 0 | 0 | 0 | 0 | 0 | 0 | 0
2002-06-07 | 1:00 | 60.8 | 0 | 0 | 0 | 0 | 0 | 0 | 0 | 0 | 0 | 0 | 0 | 0 | 0
2002-06-07 | 2:00 | 57.2 | 0 | 0 | 0 | 0 | 0 | 0 | 0 | 0 | 0 | 0 | 0 | 0 | 0
2002-06-07 | 3:00 | 60.8 | 0 | 0 | 0 | 0 | 0 | 0 | 0 | 0 | 0 | 0 | 0 | 0 | 0
2002-06-07 | 4:00 | 57.2 | 0 | 0 | 0 | 0 | 0 | 0 | 0 | 0 | 0 | 0 | 0 | 0 | 0
2002-06-07 | 5:00 | 57.2 | 0 | 0 | 0 | 0 | 0 | 0 | 0 | 0 | 0 | 0 | 0 | 0 | 0
2002-06-07 | 6:00 | 59 | 0 | 0 | 0 | 0 | 0 | 0 | 0 | 0 | 0 | 0 | 0 | 0 | 0
2002-06-07 | 7:00 | 62.6 | 318123.4377 | 318.1234 | 96486.8055 | 96.4868 | 96.4868 | 0 | 27.5677 | 0 | 69.7462 | 248.3773 | 248.3773 | 0 | 0
2002-06-07 | 8:00 | 64.4 | 398789.7147 | 398.7897 | 47182.1641 | 47.1822 | 47.1822 | 0 | 13.4806 | 0 | 34.106 | 364.6838 | 364.6838 | 0 | 0
2002-06-07 | 9:00 | 69.8 | 699135.0921 | 699.1351 | 5235.9534 | 5.236 | 5.236 | 0 | 1.496 | 0 | 3.7848 | 695.3502 | 695.3502 | 0 | 0
2002-06-07 | 10:00 | 72.68 | 831276.5805 | 831.2766 | 2446.8454 | 2.4468 | 2.4468 | 0 | 0.6991 | 0 | 1.7687 | 829.5079 | 829.5079 | 0 | 0
2002-06-07 | 11:00 | 75.2 | 843058.0835 | 843.0581 | 1487.057 | 1.4871 | 1.4871 | 0 | 0.42487 | 0 | 1.0749 | 841.9832 | 841.9832 | 0 | 0
2002-06-07 | 12:00 | 78.8 | 827752.0428 | 827.752 | 5527.0044 | 5.527 | 5.527 | 0 | 1.5791 | 0 | 3.9952 | 823.7568 | 823.7568 | 0 | 0
2002-06-07 | 13:00 | 80.6 | 873845.2026 | 873.8452 | 10549.7405 | 10.5497 | 10.5497 | 0 | 3.0142 | 0 | 7.626 | 866.2192 | 866.2192 | 0 | 0
2002-06-07 | 14:00 | 80.6 | 987729.2595 | 987.7293 | 2760.2766 | 2.7603 | 2.7603 | 0 | 0.78865 | 0 | 1.9953 | 985.734 | 985.734 | 0 | 0
2002-06-07 | 15:00 | 80.6 | 1071280.829 | 1071.2808 | 879.5305 | 0.87953 | 0.87953 | 0 | 0.25129 | 0 | 0.63577 | 1070.6451 | 1070.6451 | 0 | 0
2002-06-07 | 16:00 | 78.8 | 1065366.209 | 1065.3662 | 774.4482 | 0.77445 | 0.77445 | 0 | 0.22127 | 0 | 0.55982 | 1064.8064 | 1064.8064 | 0 | 0
2002-06-07 | 17:00 | 75.2 | 972048.7253 | 972.0487 | 670.7979 | 0.6708 | 0.6708 | 0 | 0.19166 | 0 | 0.48489 | 971.5638 | 971.5638 | 0 | 0
2002-06-07 | 18:00 | 73.4 | 690439.1445 | 690.4391 | 4197.1372 | 4.1971 | 4.1971 | 0 | 1.1992 | 0 | 3.0339 | 687.4052 | 687.4052 | 0 | 0
2002-06-07 | 19:00 | 69.8 | 578035.4902 | 578.0355 | 1788.3082 | 1.7883 | 1.7883 | 0 | 0.51095 | 0 | 1.2927 | 576.7428 | 576.7428 | 0 | 0
2002-06-07 | 20:00 | 66.2 | 447649.4573 | 447.6495 | 15913.5964 | 15.9136 | 15.9136 | 0 | 4.5467 | 0 | 11.5033 | 436.1462 | 436.1462 | 0 | 0
2002-06-07 | 21:00 | 62.6 | 311839.5407 | 311.8395 | 46233.4191 | 46.2334 | 46.2334 | 0 | 13.2095 | 0 | 33.4202 | 278.4194 | 278.4194 | 0 | 0
2002-06-07 | 22:00 | 62.6 | 259215.8431 | 259.2158 | 81654.4935 | 81.6545 | 81.6545 | 0 | 23.3299 | 0 | 59.0245 | 200.1913 | 200.1913 | 0 | 0
2002-06-07 | 23:00 | 62.6 | 0 | 0 | 0 | 0 | 0 | 0 | 0 | 0 | 0 | 0 | 0 | 0 | 0
2002-06-07 | 24:00 | 62.6 | 0 | 0 | 0 | 0 | 0 | 0 | 0 | 0 | 0 | 0 | 0 | 0 | 0
2002-06-08 | 1:00 | 62.6 | 0 | 0 | 0 | 0 | 0 | 0 | 0 | 0 | 0 | 0 | 0 | 0 | 0
2002-06-08 | 2:00 | 62.6 | 0 | 0 | 0 | 0 | 0 | 0 | 0 | 0 | 0 | 0 | 0 | 0 | 0
2002-06-08 | 3:00 | 62.6 | 0 | 0 | 0 | 0 | 0 | 0 | 0 | 0 | 0 | 0 | 0 | 0 | 0
2002-06-08 | 4:00 | 62.6 | 0 | 0 | 0 | 0 | 0 | 0 | 0 | 0 | 0 | 0 | 0 | 0 | 0
2002-06-08 | 5:00 | 62.6 | 0 | 0 | 0 | 0 | 0 | 0 | 0 | 0 | 0 | 0 | 0 | 0 | 0
2002-06-08 | 6:00 | 62.6 | 0 | 0 | 0 | 0 | 0 | 0 | 0 | 0 | 0 | 0 | 0 | 0 | 0
2002-06-08 | 7:00 | 64.4 | 325255.9263 | 325.2559 | 96045.819 | 96.0458 | 96.0458 | 0 | 27.4417 | 0 | 69.4274 | 255.8285 | 255.8285 | 0 | 0
2002-06-08 | 8:00 | 64.4 | 322239.4852 | 322.2395 | 43826.3924 | 43.8264 | 43.8264 | 0 | 12.5218 | 0 | 31.6802 | 290.5593 | 290.5593 | 0 | 0
2002-06-08 | 9:00 | 68 | 492156.5316 | 492.1565 | 4243.9749 | 4.244 | 4.244 | 0 | 1.2126 | 0 | 3.0678 | 489.0887 | 489.0887 | 0 | 0
2002-06-08 | 10:00 | 71.6 | 559325.8318 | 559.3258 | 2016.1855 | 2.0162 | 2.0162 | 0 | 0.57605 | 0 | 1.4574 | 557.8684 | 557.8684 | 0 | 0
2002-06-08 | 11:00 | 75.2 | 679413.1972 | 679.4132 | 1395.6122 | 1.3956 | 1.3956 | 0 | 0.39875 | 0 | 1.0088 | 678.4044 | 678.4044 | 0 | 0
2002-06-08 | 12:00 | 75.2 | 733961.9374 | 733.9619 | 5325.5631 | 5.3256 | 5.3256 | 0 | 1.5216 | 0 | 3.8496 | 730.1123 | 730.1123 | 0 | 0
2002-06-08 | 13:00 | 78.8 | 755224.0941 | 755.2241 | 10748.2292 | 10.7482 | 10.7482 | 0 | 3.0709 | 0 | 7.7694 | 747.4547 | 747.4547 | 0 | 0
2002-06-08 | 14:00 | 78.8 | 786077.702 | 786.0777 | 2772.423 | 2.7724 | 2.7724 | 0 | 0.79212 | 0 | 2.0041 | 784.0736 | 784.0736 | 0 | 0
2002-06-08 | 15:00 | 77 | 820525.3817 | 820.5254 | 1076.7718 | 1.0768 | 1.0768 | 0 | 0.30765 | 0 | 0.77835 | 819.747 | 819.747 | 0 | 0
2002-06-08 | 16:00 | 75.2 | 756963.941 | 756.9639 | 1206.6559 | 1.2067 | 1.2067 | 0 | 0.34476 | 0 | 0.87224 | 756.0917 | 756.0917 | 0 | 0
2002-06-08 | 17:00 | 71.6 | 644697.0814 | 644.6971 | 735.0764 | 0.73508 | 0.73508 | 0 | 0.21002 | 0 | 0.53136 | 644.1657 | 644.1657 | 0 | 0
2002-06-08 | 18:00 | 66.2 | 419291.5732 | 419.2916 | 4162.4067 | 4.1624 | 4.1624 | 0 | 1.1893 | 0 | 3.0088 | 416.2827 | 416.2827 | 0 | 0
2002-06-08 | 19:00 | 62.6 | 257772.5565 | 257.7726 | 2718.4631 | 2.7185 | 2.7185 | 0 | 0.7767 | 0 | 1.9651 | 255.8075 | 255.8075 | 0 | 0
2002-06-08 | 20:00 | 60.8 | 164252.5844 | 164.2526 | 17877.1041 | 17.8771 | 17.8771 | 0 | 5.1077 | 0 | 12.9226 | 151.33 | 151.33 | 0 | 0
2002-06-08 | 21:00 | 59 | 105463.9364 | 105.4639 | 50446.4939 | 50.4465 | 50.4465 | 0 | 14.4133 | 0 | 36.4656 | 68.9983 | 68.9983 | 0 | 0
2002-06-08 | 22:00 | 59 | 85818.1557 | 85.8182 | 85452.8259 | 85.4528 | 85.4528 | 0 | 24.4151 | 0 | 61.7702 | 24.048 | 24.048 | 0 | 0
2002-06-08 | 23:00 | 59 | 0 | 0 | 0 | 0 | 0 | 0 | 0 | 0 | 0 | 0 | 0 | 0 | 0
2002-06-08 | 24:00 | 59 | 0 | 0 | 0 | 0 | 0 | 0 | 0 | 0 | 0 | 0 | 0 | 0 | 0
2002-06-09 | 1:00 | 59 | 0 | 0 | 0 | 0 | 0 | 0 | 0 | 0 | 0 | 0 | 0 | 0 | 0
2002-06-09 | 2:00 | 57.2 | 0 | 0 | 0 | 0 | 0 | 0 | 0 | 0 | 0 | 0 | 0 | 0 | 0
2002-06-09 | 3:00 | 57.2 | 0 | 0 | 0 | 0 | 0 | 0 | 0 | 0 | 0 | 0 | 0 | 0 | 0
2002-06-09 | 4:00 | 57.2 | 0 | 0 | 0 | 0 | 0 | 0 | 0 | 0 | 0 | 0 | 0 | 0 | 0
2002-06-09 | 5:00 | 57.2 | 0 | 0 | 0 | 0 | 0 | 0 | 0 | 0 | 0 | 0 | 0 | 0 | 0
2002-06-09 | 6:00 | 57.2 | 0 | 0 | 0 | 0 | 0 | 0 | 0 | 0 | 0 | 0 | 0 | 0 | 0
2002-06-09 | 7:00 | 57.2 | 61077.7732 | 61.0778 | 114041.1705 | 114.0412 | 114.0412 | 0 | 32.5832 | 0 | 82.4355 | -21.3577 | 0 | 0 | 0
2002-06-09 | 8:00 | 59 | 75270.7732 | 75.2708 | 62343.9249 | 62.3439 | 62.3439 | 0 | 17.8125 | 0 | 45.0658 | 30.205 | 30.205 | 0 | 0
2002-06-09 | 9:00 | 60.8 | 137693.7551 | 137.6938 | 15087.1263 | 15.0871 | 15.0871 | 0 | 4.3106 | 0 | 10.9058 | 126.7879 | 126.7879 | 0 | 0
2002-06-09 | 10:00 | 62.6 | 180481.0767 | 180.4811 | 9841.162 | 9.8412 | 9.8412 | 0 | 2.8118 | 0 | 7.1138 | 173.3673 | 173.3673 | 0 | 0
2002-06-09 | 11:00 | 64.4 | 226941.1045 | 226.9411 | 5470.4189 | 5.4704 | 5.4704 | 0 | 1.563 | 0 | 3.9543 | 222.9868 | 222.9868 | 0 | 0
2002-06-09 | 12:00 | 66.2 | 268073.0916 | 268.0731 | 8124.0081 | 8.124 | 8.124 | 0 | 2.3211 | 0 | 5.8725 | 262.2006 | 262.2006 | 0 | 0
2002-06-09 | 13:00 | 71.6 | 350318.2056 | 350.3182 | 14641.5433 | 14.6415 | 14.6415 | 0 | 4.1833 | 0 | 10.5837 | 339.7345 | 339.7345 | 0 | 0
2002-06-09 | 14:00 | 73.4 | 458992.3388 | 458.9923 | 6585.7405 | 6.5857 | 6.5857 | 0 | 1.8816 | 0 | 4.7605 | 454.2318 | 454.2318 | 0 | 0
2002-06-09 | 15:00 | 73.4 | 525242.2742 | 525.2423 | 3828.7902 | 3.8288 | 3.8288 | 0 | 1.0939 | 0 | 2.7677 | 522.4746 | 522.4746 | 0 | 0
2002-06-09 | 16:00 | 73.4 | 546442.0643 | 546.4421 | 3365.1742 | 3.3652 | 3.3652 | 0 | 0.96148 | 0 | 2.4325 | 544.0095 | 544.0095 | 0 | 0
2002-06-09 | 17:00 | 71.6 | 526139.9927 | 526.14 | 1960.876 | 1.9609 | 1.9609 | 0 | 0.56025 | 0 | 1.4174 | 524.7226 | 524.7226 | 0 | 0
2002-06-09 | 18:00 | 68 | 380206.2002 | 380.2062 | 5499.9393 | 5.4999 | 5.4999 | 0 | 1.5714 | 0 | 3.9757 | 376.2305 | 376.2305 | 0 | 0
2002-06-09 | 19:00 | 64.4 | 289384.2746 | 289.3843 | 4095.7192 | 4.0957 | 4.0957 | 0 | 1.1702 | 0 | 2.9606 | 286.4237 | 286.4237 | 0 | 0
2002-06-09 | 20:00 | 60.8 | 184227.5104 | 184.2275 | 20610.8532 | 20.6109 | 20.6109 | 0 | 5.8888 | 0 | 14.8987 | 169.3288 | 169.3288 | 0 | 0
2002-06-09 | 21:00 | 60.8 | 130297.7031 | 130.2977 | 53866.9734 | 53.867 | 53.867 | 0 | 15.3906 | 0 | 38.9381 | 91.3596 | 91.3596 | 0 | 0
2002-06-09 | 22:00 | 59 | 104750.3662 | 104.7504 | 89476.6979 | 89.4767 | 89.4767 | 0 | 25.5648 | 0 | 64.6789 | 40.0715 | 40.0715 | 0 | 0
2002-06-09 | 23:00 | 57.2 | 0 | 0 | 0 | 0 | 0 | 0 | 0 | 0 | 0 | 0 | 0 | 0 | 0
2002-06-09 | 24:00 | 57.2 | 0 | 0 | 0 | 0 | 0 | 0 | 0 | 0 | 0 | 0 | 0 | 0 | 0
2002-06-10 | 1:00 | 57.2 | 0 | 0 | 0 | 0 | 0 | 0 | 0 | 0 | 0 | 0 | 0 | 0 | 0
2002-06-10 | 2:00 | 59 | 0 | 0 | 0 | 0 | 0 | 0 | 0 | 0 | 0 | 0 | 0 | 0 | 0
2002-06-10 | 3:00 | 59 | 0 | 0 | 0 | 0 | 0 | 0 | 0 | 0 | 0 | 0 | 0 | 0 | 0
2002-06-10 | 4:00 | 60.8 | 0 | 0 | 0 | 0 | 0 | 0 | 0 | 0 | 0 | 0 | 0 | 0 | 0
2002-06-10 | 5:00 | 59 | 0 | 0 | 0 | 0 | 0 | 0 | 0 | 0 | 0 | 0 | 0 | 0 | 0
2002-06-10 | 6:00 | 60.8 | 0 | 0 | 0 | 0 | 0 | 0 | 0 | 0 | 0 | 0 | 0 | 0 | 0
2002-06-10 | 7:00 | 62.6 | 162635.2345 | 162.6352 | 105013.9466 | 105.0139 | 105.0139 | 0 | 30.004 | 0 | 75.9101 | 86.7252 | 86.7252 | 0 | 0
2002-06-10 | 8:00 | 62.6 | 166009.2258 | 166.0092 | 72606.5963 | 72.6066 | 72.6066 | 0 | 20.7447 | 0 | 52.4842 | 113.525 | 113.525 | 0 | 0
2002-06-10 | 9:00 | 66.2 | 218136.6069 | 218.1366 | 53714.2406 | 53.7142 | 53.7142 | 0 | 15.3469 | 0 | 38.8277 | 179.3089 | 179.3089 | 0 | 0
2002-06-10 | 10:00 | 71.6 | 334441.1344 | 334.4411 | 35594.4252 | 35.5944 | 35.5944 | 0 | 10.1698 | 0 | 25.7297 | 308.7114 | 308.7114 | 0 | 0
2002-06-10 | 11:00 | 73.4 | 406188.6193 | 406.1886 | 33621.7275 | 33.6217 | 33.6217 | 0 | 9.6062 | 0 | 24.3037 | 381.8849 | 381.8849 | 0 | 0
2002-06-10 | 12:00 | 77 | 460929.0079 | 460.929 | 36198.1185 | 36.1981 | 36.1981 | 0 | 10.3423 | 0 | 26.1661 | 434.7629 | 434.7629 | 0 | 0
2002-06-10 | 13:00 | 78.8 | 510018.0463 | 510.018 | 37640.9885 | 37.641 | 37.641 | 0 | 10.7546 | 0 | 27.2091 | 482.809 | 482.809 | 0 | 0
2002-06-10 | 14:00 | 78.8 | 540395.9174 | 540.3959 | 30771.1979 | 30.7712 | 30.7712 | 0 | 8.7918 | 0 | 22.2432 | 518.1527 | 518.1527 | 0 | 0
2002-06-10 | 15:00 | 75.2 | 513292.8209 | 513.2928 | 16994.8183 | 16.9948 | 16.9948 | 0 | 4.8557 | 0 | 12.2848 | 501.008 | 501.008 | 0 | 0
2002-06-10 | 16:00 | 73.4 | 434173.2729 | 434.1733 | 21478.5826 | 21.4786 | 21.4786 | 0 | 6.1367 | 0 | 15.5259 | 418.6473 | 418.6473 | 0 | 0
2002-06-10 | 17:00 | 71.6 | 381651.2976 | 381.6513 | 32038.0529 | 32.0381 | 32.0381 | 0 | 9.1537 | 0 | 23.1589 | 358.4924 | 358.4924 | 0 | 0
2002-06-10 | 18:00 | 66.2 | 285789.5143 | 285.7895 | 49714.5653 | 49.7146 | 49.7146 | 0 | 14.2042 | 0 | 35.9365 | 249.853 | 249.853 | 0 | 0
2002-06-10 | 19:00 | 64.4 | 204462.8155 | 204.4628 | 3670.3385 | 3.6703 | 3.6703 | 0 | 1.0487 | 0 | 2.6531 | 201.8097 | 201.8097 | 0 | 0
2002-06-10 | 20:00 | 62.6 | 171759.9477 | 171.7599 | 20809.2044 | 20.8092 | 20.8092 | 0 | 5.9455 | 0 | 15.0421 | 156.7179 | 156.7179 | 0 | 0
2002-06-10 | 21:00 | 60.8 | 136599.126 | 136.5991 | 32012.6502 | 32.0127 | 32.0127 | 0 | 9.1465 | 0 | 23.1406 | 113.4586 | 113.4586 | 0 | 0
2002-06-10 | 22:00 | 59 | 101571.0597 | 101.5711 | 38802.2758 | 38.8023 | 38.8023 | 0 | 11.0864 | 0 | 28.0485 | 73.5226 | 73.5226 | 0 | 0
2002-06-10 | 23:00 | 59 | 0 | 0 | 0 | 0 | 0 | 0 | 0 | 0 | 0 | 0 | 0 | 0 | 0
2002-06-10 | 24:00 | 57.2 | 0 | 0 | 0 | 0 | 0 | 0 | 0 | 0 | 0 | 0 | 0 | 0 | 0
2002-06-11 | 1:00 | 55.4 | 0 | 0 | 0 | 0 | 0 | 0 | 0 | 0 | 0 | 0 | 0 | 0 | 0
2002-06-11 | 2:00 | 57.2 | 0 | 0 | 0 | 0 | 0 | 0 | 0 | 0 | 0 | 0 | 0 | 0 | 0
2002-06-11 | 3:00 | 57.2 | 0 | 0 | 0 | 0 | 0 | 0 | 0 | 0 | 0 | 0 | 0 | 0 | 0
2002-06-11 | 4:00 | 57.2 | 0 | 0 | 0 | 0 | 0 | 0 | 0 | 0 | 0 | 0 | 0 | 0 | 0
2002-06-11 | 5:00 | 57.2 | 0 | 0 | 0 | 0 | 0 | 0 | 0 | 0 | 0 | 0 | 0 | 0 | 0
2002-06-11 | 6:00 | 57.2 | 0 | 0 | 0 | 0 | 0 | 0 | 0 | 0 | 0 | 0 | 0 | 0 | 0
2002-06-11 | 7:00 | 59 | 74251.2305 | 74.2512 | 38160.1396 | 38.1601 | 38.1601 | 0 | 10.9029 | 0 | 27.5843 | 46.6669 | 46.6669 | 0 | 0
2002-06-11 | 8:00 | 59 | 84340.7176 | 84.3407 | 41928.9996 | 41.929 | 41.929 | 0 | 11.9797 | 0 | 30.3087 | 54.032 | 54.032 | 0 | 0
2002-06-11 | 9:00 | 60.8 | 103254.3277 | 103.2543 | 39819.3799 | 39.8194 | 39.8194 | 0 | 11.377 | 0 | 28.7837 | 74.4706 | 74.4706 | 0 | 0
2002-06-11 | 10:00 | 62.6 | 140205.2554 | 140.2053 | 35267.4501 | 35.2675 | 35.2675 | 0 | 10.0764 | 0 | 25.4933 | 114.7119 | 114.7119 | 0 | 0
2002-06-11 | 11:00 | 66.2 | 195095.1234 | 195.0951 | 20832.5822 | 20.8326 | 20.8326 | 0 | 5.9522 | 0 | 15.059 | 180.0361 | 180.0361 | 0 | 0
2002-06-11 | 12:00 | 69.8 | 265530.8737 | 265.5309 | 20731.3367 | 20.7313 | 20.7313 | 0 | 5.9232 | 0 | 14.9858 | 250.5451 | 250.5451 | 0 | 0
2002-06-11 | 13:00 | 75.2 | 354872.6223 | 354.8726 | 29993.8828 | 29.9939 | 29.9939 | 0 | 8.5697 | 0 | 21.6813 | 333.1913 | 333.1913 | 0 | 0
2002-06-11 | 14:00 | 78.62 | 438275.2275 | 438.2752 | 24043.2485 | 24.0432 | 24.0432 | 0 | 6.8695 | 0 | 17.3798 | 420.8954 | 420.8954 | 0 | 0
2002-06-11 | 15:00 | 80.6 | 488767.4277 | 488.7674 | 11038.981 | 11.039 | 11.039 | 0 | 3.154 | 0 | 7.9796 | 480.7878 | 480.7878 | 0 | 0
2002-06-11 | 16:00 | 80.6 | 522987.5915 | 522.9876 | 5532.3128 | 5.5323 | 5.5323 | 0 | 1.5807 | 0 | 3.9991 | 518.9885 | 518.9885 | 0 | 0
2002-06-11 | 17:00 | 75.2 | 466137.2702 | 466.1373 | 6715.4255 | 6.7154 | 6.7154 | 0 | 1.9187 | 0 | 4.8543 | 461.283 | 461.283 | 0 | 0
2002-06-11 | 18:00 | 71.6 | 364603.2758 | 364.6033 | 13797.8562 | 13.7979 | 13.7979 | 0 | 3.9422 | 0 | 9.9739 | 354.6294 | 354.6294 | 0 | 0
2002-06-11 | 19:00 | 68 | 292239.7155 | 292.2397 | 26554.1971 | 26.5542 | 26.5542 | 0 | 7.5869 | 0 | 19.1949 | 273.0448 | 273.0448 | 0 | 0
2002-06-11 | 20:00 | 64.4 | 222451.7894 | 222.4518 | 41103.7472 | 41.1037 | 41.1037 | 0 | 11.7439 | 0 | 29.7121 | 192.7397 | 192.7397 | 0 | 0
2002-06-11 | 21:00 | 62.6 | 171968.2224 | 171.9682 | 46023.1353 | 46.0231 | 46.0231 | 0 | 13.1495 | 0 | 33.2682 | 138.7001 | 138.7001 | 0 | 0
2002-06-11 | 22:00 | 60.8 | 136612.6446 | 136.6126 | 49465.8342 | 49.4658 | 49.4658 | 0 | 14.1331 | 0 | 35.7567 | 100.8559 | 100.8559 | 0 | 0
2002-06-11 | 23:00 | 59 | 0 | 0 | 0 | 0 | 0 | 0 | 0 | 0 | 0 | 0 | 0 | 0 | 0
2002-06-11 | 24:00 | 57.2 | 0 | 0 | 0 | 0 | 0 | 0 | 0 | 0 | 0 | 0 | 0 | 0 | 0
2002-06-12 | 1:00 | 55.4 | 0 | 0 | 0 | 0 | 0 | 0 | 0 | 0 | 0 | 0 | 0 | 0 | 0
2002-06-12 | 2:00 | 53.6 | 0 | 0 | 0 | 0 | 0 | 0 | 0 | 0 | 0 | 0 | 0 | 0 | 0
2002-06-12 | 3:00 | 53.6 | 0 | 0 | 0 | 0 | 0 | 0 | 0 | 0 | 0 | 0 | 0 | 0 | 0
2002-06-12 | 4:00 | 55.4 | 0 | 0 | 0 | 0 | 0 | 0 | 0 | 0 | 0 | 0 | 0 | 0 | 0
2002-06-12 | 5:00 | 53.6 | 0 | 0 | 0 | 0 | 0 | 0 | 0 | 0 | 0 | 0 | 0 | 0 | 0
2002-06-12 | 6:00 | 57.2 | 0 | 0 | 0 | 0 | 0 | 0 | 0 | 0 | 0 | 0 | 0 | 0 | 0
2002-06-12 | 7:00 | 60.8 | 104852.3459 | 104.8523 | 140374.5516 | 140.3746 | 140.3746 | 0 | 37.9391 | 0 | 95.9858 | 8.8665 | 8.8665 | 0 | 0
2002-06-12 | 8:00 | 64.4 | 174615.1647 | 174.6152 | 67302.6812 | 67.3027 | 67.3027 | 0 | 19.2293 | 0 | 48.6502 | 125.9649 | 125.9649 | 0 | 0
2002-06-12 | 9:00 | 68 | 317414.337 | 317.4143 | 16593.1161 | 16.5931 | 16.5931 | 0 | 4.7409 | 0 | 11.9945 | 305.4199 | 305.4199 | 0 | 0
2002-06-12 | 10:00 | 73.4 | 441863.2579 | 441.8633 | 12189.2954 | 12.1893 | 12.1893 | 0 | 3.4827 | 0 | 8.8111 | 433.0521 | 433.0521 | 0 | 0
2002-06-12 | 11:00 | 78.8 | 616710.7501 | 616.7108 | 8796.3676 | 8.7964 | 8.7964 | 0 | 2.5132 | 0 | 6.3585 | 610.3522 | 610.3522 | 0 | 0
2002-06-12 | 12:00 | 80.6 | 714110.6148 | 714.1106 | 13771.8823 | 13.7719 | 13.7719 | 0 | 3.9348 | 0 | 9.9551 | 704.1555 | 704.1555 | 0 | 0
2002-06-12 | 13:00 | 84.2 | 877432.2991 | 877.4323 | 19911.5605 | 19.9116 | 19.9116 | 0 | 5.689 | 0 | 14.3932 | 863.0391 | 863.0391 | 0 | 0
2002-06-12 | 14:00 | 84.2 | 1029730.2545 | 1029.7303 | 9682.7229 | 9.6827 | 9.6827 | 0 | 2.7665 | 0 | 6.9992 | 1022.731 | 1022.731 | 0 | 0
2002-06-12 | 15:00 | 84.2 | 1097679.7805 | 1097.6798 | 4866.0987 | 4.8661 | 4.8661 | 0 | 1.3903 | 0 | 3.5175 | 1094.1623 | 1094.1623 | 0 | 0
2002-06-12 | 16:00 | 82.4 | 1030794.651 | 1030.7947 | 6394.0743 | 6.3941 | 6.3941 | 0 | 1.8269 | 0 | 4.622 | 1026.1726 | 1026.1726 | 0 | 0
2002-06-12 | 17:00 | 78.8 | 764007.2985 | 764.0073 | 2862.8077 | 2.8628 | 2.8628 | 0 | 0.81795 | 0 | 2.0694 | 761.9379 | 761.9379 | 0 | 0
2002-06-12 | 18:00 | 75.2 | 565417.38 | 565.4174 | 7484.3739 | 7.4844 | 7.4844 | 0 | 2.1384 | 0 | 5.4101 | 560.0072 | 560.0072 | 0 | 0
2002-06-12 | 19:00 | 71.6 | 484187.1038 | 484.1871 | 4329.6663 | 4.3297 | 4.3297 | 0 | 1.237 | 0 | 3.1297 | 481.0574 | 481.0574 | 0 | 0
2002-06-12 | 20:00 | 68 | 393041.8253 | 393.0418 | 21154.8453 | 21.1548 | 21.1548 | 0 | 6.0442 | 0 | 15.2919 | 377.7499 | 377.7499 | 0 | 0
2002-06-12 | 21:00 | 64.4 | 274864.1036 | 274.8641 | 51343.686 | 51.3437 | 51.3437 | 0 | 14.6696 | 0 | 37.1142 | 237.75 | 237.75 | 0 | 0
2002-06-12 | 22:00 | 62.6 | 187510.1701 | 187.5102 | 89880.7797 | 89.8808 | 89.8808 | 0 | 25.6802 | 0 | 64.971 | 122.5392 | 122.5392 | 0 | 0
2002-06-12 | 23:00 | 62.6 | 0 | 0 | 0 | 0 | 0 | 0 | 0 | 0 | 0 | 0 | 0 | 0 | 0
2002-06-12 | 24:00 | 59 | 0 | 0 | 0 | 0 | 0 | 0 | 0 | 0 | 0 | 0 | 0 | 0 | 0
2002-06-13 | 1:00 | 60.8 | 0 | 0 | 0 | 0 | 0 | 0 | 0 | 0 | 0 | 0 | 0 | 0 | 0
2002-06-13 | 2:00 | 55.4 | 0 | 0 | 0 | 0 | 0 | 0 | 0 | 0 | 0 | 0 | 0 | 0 | 0
2002-06-13 | 3:00 | 55.4 | 0 | 0 | 0 | 0 | 0 | 0 | 0 | 0 | 0 | 0 | 0 | 0 | 0
2002-06-13 | 4:00 | 57.2 | 0 | 0 | 0 | 0 | 0 | 0 | 0 | 0 | 0 | 0 | 0 | 0 | 0
2002-06-13 | 5:00 | 57.2 | 0 | 0 | 0 | 0 | 0 | 0 | 0 | 0 | 0 | 0 | 0 | 0 | 0
2002-06-13 | 6:00 | 57.2 | 0 | 0 | 0 | 0 | 0 | 0 | 0 | 0 | 0 | 0 | 0 | 0 | 0
2002-06-13 | 7:00 | 60.8 | 119946.4917 | 119.9465 | 108193.0658 | 108.1931 | 108.1931 | 0 | 30.9123 | 0 | 78.2081 | 41.7384 | 41.7384 | 0 | 0
2002-06-13 | 8:00 | 64.4 | 189585.2739 | 189.5853 | 56335.7493 | 56.3357 | 56.3357 | 0 | 16.0959 | 0 | 40.7227 | 148.8626 | 148.8626 | 0 | 0
2002-06-13 | 9:00 | 69.8 | 354038.435 | 354.0384 | 10144.1011 | 10.1441 | 10.1441 | 0 | 2.8983 | 0 | 7.3327 | 346.7057 | 346.7057 | 0 | 0
2002-06-13 | 10:00 | 71.6 | 445076.7539 | 445.0768 | 6523.7867 | 6.5238 | 6.5238 | 0 | 1.8639 | 0 | 4.7158 | 440.361 | 440.361 | 0 | 0
2002-06-13 | 11:00 | 78.8 | 574580.5009 | 574.5805 | 4237.6555 | 4.2377 | 4.2377 | 0 | 1.2108 | 0 | 3.0632 | 571.5173 | 571.5173 | 0 | 0
2002-06-13 | 12:00 | 82.4 | 692021.7819 | 692.0218 | 8894.9526 | 8.895 | 8.895 | 0 | 2.5414 | 0 | 6.4298 | 685.592 | 685.592 | 0 | 0
2002-06-13 | 13:00 | 84.2 | 938212.118 | 938.2121 | 14847.1356 | 14.8471 | 14.8471 | 0 | 4.242 | 0 | 10.7324 | 927.4798 | 927.4798 | 0 | 0
2002-06-13 | 14:00 | 85.82 | 968512.6926 | 968.5127 | 5576.5215 | 5.5765 | 5.5765 | 0 | 1.5933 | 0 | 4.031 | 964.4817 | 964.4817 | 0 | 0
2002-06-13 | 15:00 | 86 | 1036213.732 | 1036.2137 | 2622.4966 | 2.6225 | 2.6225 | 0 | 0.74928 | 0 | 1.8957 | 1034.318 | 1034.318 | 0 | 0
2002-06-13 | 16:00 | 83.66 | 1035585.6464 | 1035.5856 | 3640.1714 | 3.6402 | 3.6402 | 0 | 1.04 | 0 | 2.6313 | 1032.9543 | 1032.9543 | 0 | 0
2002-06-13 | 17:00 | 80.6 | 823478.4432 | 823.4784 | 2607.2693 | 2.6073 | 2.6073 | 0 | 0.74493 | 0 | 1.8847 | 821.5938 | 821.5938 | 0 | 0
2002-06-13 | 18:00 | 77.18 | 592129.1713 | 592.1292 | 6265.422 | 6.2654 | 6.2654 | 0 | 1.7901 | 0 | 4.529 | 587.6002 | 587.6002 | 0 | 0
2002-06-13 | 19:00 | 73.22 | 491599.3509 | 491.5994 | 2998.9568 | 2.999 | 2.999 | 0 | 0.85684 | 0 | 2.1678 | 489.4315 | 489.4315 | 0 | 0
2002-06-13 | 20:00 | 69.8 | 381586.3776 | 381.5864 | 19194.4062 | 19.1944 | 19.1944 | 0 | 5.4841 | 0 | 13.8748 | 367.7116 | 367.7116 | 0 | 0
2002-06-13 | 21:00 | 64.4 | 249223.6014 | 249.2236 | 48847.0999 | 48.8471 | 48.8471 | 0 | 13.9563 | 0 | 35.3095 | 213.9141 | 213.9141 | 0 | 0
2002-06-13 | 22:00 | 64.4 | 197547.0852 | 197.5471 | 85462.6928 | 85.4627 | 85.4627 | 0 | 24.4179 | 0 | 61.7773 | 135.7698 | 135.7698 | 0 | 0
2002-06-13 | 23:00 | 60.8 | 0 | 0 | 0 | 0 | 0 | 0 | 0 | 0 | 0 | 0 | 0 | 0 | 0
2002-06-13 | 24:00 | 60.8 | 0 | 0 | 0 | 0 | 0 | 0 | 0 | 0 | 0 | 0 | 0 | 0 | 0
2002-06-14 | 1:00 | 60.8 | 0 | 0 | 0 | 0 | 0 | 0 | 0 | 0 | 0 | 0 | 0 | 0 | 0
2002-06-14 | 2:00 | 57.92 | 0 | 0 | 0 | 0 | 0 | 0 | 0 | 0 | 0 | 0 | 0 | 0 | 0
2002-06-14 | 3:00 | 55.4 | 0 | 0 | 0 | 0 | 0 | 0 | 0 | 0 | 0 | 0 | 0 | 0 | 0
2002-06-14 | 4:00 | 53.6 | 0 | 0 | 0 | 0 | 0 | 0 | 0 | 0 | 0 | 0 | 0 | 0 | 0
2002-06-14 | 5:00 | 53.6 | 0 | 0 | 0 | 0 | 0 | 0 | 0 | 0 | 0 | 0 | 0 | 0 | 0
2002-06-14 | 6:00 | 57.2 | 0 | 0 | 0 | 0 | 0 | 0 | 0 | 0 | 0 | 0 | 0 | 0 | 0
2002-06-14 | 7:00 | 62.6 | 130719.657 | 130.7197 | 104260.4843 | 104.2605 | 104.2605 | 0 | 29.7887 | 0 | 75.3654 | 55.3542 | 55.3542 | 0 | 0
2002-06-14 | 8:00 | 66.2 | 221890.4827 | 221.8905 | 52699.834 | 52.6998 | 52.6998 | 0 | 15.0571 | 0 | 38.0945 | 183.796 | 183.796 | 0 | 0
2002-06-14 | 9:00 | 71.6 | 411145.592 | 411.1456 | 8259.3344 | 8.2593 | 8.2593 | 0 | 2.3598 | 0 | 5.9703 | 405.1753 | 405.1753 | 0 | 0
2002-06-14 | 10:00 | 77 | 558927.8496 | 558.9278 | 4371.3752 | 4.3714 | 4.3714 | 0 | 1.249 | 0 | 3.1599 | 555.768 | 555.768 | 0 | 0
2002-06-14 | 11:00 | 80.6 | 668892.1544 | 668.8922 | 2476.0924 | 2.4761 | 2.4761 | 0 | 0.70745 | 0 | 1.7899 | 667.1023 | 667.1023 | 0 | 0
2002-06-14 | 12:00 | 86 | 898673.548 | 898.6735 | 6296.9452 | 6.2969 | 6.2969 | 0 | 1.7991 | 0 | 4.5518 | 894.1218 | 894.1218 | 0 | 0
2002-06-14 | 13:00 | 87.8 | 976446.0444 | 976.446 | 12736.1228 | 12.7361 | 12.7361 | 0 | 3.6389 | 0 | 9.2064 | 967.2396 | 967.2396 | 0 | 0
2002-06-14 | 14:00 | 91.4 | 1084839.0242 | 1084.839 | 3744.8796 | 3.7449 | 3.7449 | 0 | 1.07 | 0 | 2.707 | 1082.132 | 1082.132 | 0 | 0
2002-06-14 | 15:00 | 87.8 | 1115153.113 | 1115.1531 | 1431.0709 | 1.4311 | 1.4311 | 0 | 0.40888 | 0 | 1.0345 | 1114.1187 | 1114.1187 | 0 | 0
2002-06-14 | 16:00 | 84.2 | 1029759.2548 | 1029.7593 | 2343.4914 | 2.3435 | 2.3435 | 0 | 0.66957 | 0 | 1.694 | 1028.0652 | 1028.0652 | 0 | 0
2002-06-14 | 17:00 | 82.4 | 932010.6135 | 932.0106 | 2744.0152 | 2.744 | 2.744 | 0 | 0.784 | 0 | 1.9835 | 930.0271 | 930.0271 | 0 | 0
2002-06-14 | 18:00 | 80.6 | 648628.6619 | 648.6287 | 5216.1787 | 5.2162 | 5.2162 | 0 | 1.4903 | 0 | 3.7706 | 644.8581 | 644.8581 | 0 | 0
2002-06-14 | 19:00 | 77 | 580225.6112 | 580.2256 | 2070.589 | 2.0706 | 2.0706 | 0 | 0.5916 | 0 | 1.4967 | 578.7289 | 578.7289 | 0 | 0
2002-06-14 | 20:00 | 71.6 | 440929.7209 | 440.9297 | 16161.7391 | 16.1617 | 16.1617 | 0 | 4.6176 | 0 | 11.6826 | 429.2471 | 429.2471 | 0 | 0
2002-06-14 | 21:00 | 69.8 | 329445.79 | 329.4458 | 45181.3096 | 45.1813 | 45.1813 | 0 | 12.9089 | 0 | 32.6596 | 296.7862 | 296.7862 | 0 | 0
2002-06-14 | 22:00 | 66.2 | 264456.3045 | 264.4563 | 79328.3856 | 79.3284 | 79.3284 | 0 | 22.6653 | 0 | 57.3431 | 207.1132 | 207.1132 | 0 | 0
2002-06-14 | 23:00 | 64.4 | 0 | 0 | 0 | 0 | 0 | 0 | 0 | 0 | 0 | 0 | 0 | 0 | 0
2002-06-14 | 24:00 | 60.8 | 0 | 0 | 0 | 0 | 0 | 0 | 0 | 0 | 0 | 0 | 0 | 0 | 0
2002-06-15 | 1:00 | 60.8 | 0 | 0 | 0 | 0 | 0 | 0 | 0 | 0 | 0 | 0 | 0 | 0 | 0
2002-06-15 | 2:00 | 59 | 0 | 0 | 0 | 0 | 0 | 0 | 0 | 0 | 0 | 0 | 0 | 0 | 0
2002-06-15 | 3:00 | 57.2 | 0 | 0 | 0 | 0 | 0 | 0 | 0 | 0 | 0 | 0 | 0 | 0 | 0
2002-06-15 | 4:00 | 57.2 | 0 | 0 | 0 | 0 | 0 | 0 | 0 | 0 | 0 | 0 | 0 | 0 | 0
2002-06-15 | 5:00 | 55.4 | 0 | 0 | 0 | 0 | 0 | 0 | 0 | 0 | 0 | 0 | 0 | 0 | 0
2002-06-15 | 6:00 | 60.8 | 0 | 0 | 0 | 0 | 0 | 0 | 0 | 0 | 0 | 0 | 0 | 0 | 0
2002-06-15 | 7:00 | 68 | 231794.1013 | 231.7941 | 97073.8692 | 97.0739 | 97.0739 | 0 | 27.7354 | 0 | 70.1705 | 161.6236 | 161.6236 | 0 | 0
2002-06-15 | 8:00 | 73.4 | 368320.9238 | 368.3209 | 47028.7679 | 47.0288 | 47.0288 | 0 | 13.4368 | 0 | 33.9951 | 334.3258 | 334.3258 | 0 | 0
2002-06-15 | 9:00 | 80.6 | 654125.8992 | 654.1259 | 4595.3806 | 4.5954 | 4.5954 | 0 | 1.313 | 0 | 3.3218 | 650.8041 | 650.8041 | 0 | 0
2002-06-15 | 10:00 | 84.2 | 887942.0436 | 887.942 | 1921.8223 | 1.9218 | 1.9218 | 0 | 0.54909 | 0 | 1.3892 | 886.5528 | 886.5528 | 0 | 0
2002-06-15 | 11:00 | 88.7 | 1056208.6302 | 1056.2086 | 1589.3253 | 1.5893 | 1.5893 | 0 | 0.45409 | 0 | 1.1489 | 1055.0598 | 1055.0598 | 0 | 0
2002-06-15 | 12:00 | 92.48 | 1132078.1835 | 1132.0782 | 3441.1362 | 3.4411 | 3.4411 | 0 | 0.98318 | 0 | 2.4874 | 1129.5907 | 1129.5907 | 0 | 0
2002-06-15 | 13:00 | 95 | 1167797.3372 | 1167.7973 | 9202.8684 | 9.2029 | 9.2029 | 0 | 2.6294 | 0 | 6.6524 | 1161.145 | 1161.145 | 0 | 0
2002-06-15 | 14:00 | 93.2 | 1226868.9454 | 1226.8689 | 2678.4371 | 2.6784 | 2.6784 | 0 | 0.76527 | 0 | 1.9361 | 1224.9328 | 1224.9328 | 0 | 0
2002-06-15 | 15:00 | 89.6 | 1203560.2142 | 1203.5602 | 698.3242 | 0.69832 | 0.69832 | 0 | 0.19952 | 0 | 0.50479 | 1203.0554 | 1203.0554 | 0 | 0
2002-06-15 | 16:00 | 86 | 1112694.2457 | 1112.6942 | 1338.8774 | 1.3389 | 1.3389 | 0 | 0.38254 | 0 | 0.96782 | 1111.7264 | 1111.7264 | 0 | 0
2002-06-15 | 17:00 | 84.2 | 1045818.8568 | 1045.8189 | 2170.3987 | 2.1704 | 2.1704 | 0 | 0.62011 | 0 | 1.5689 | 1044.25 | 1044.25 | 0 | 0
2002-06-15 | 18:00 | 82.4 | 866335.6207 | 866.3356 | 20813.0894 | 20.8131 | 20.8131 | 0 | 5.9466 | 0 | 15.0449 | 851.2907 | 851.2907 | 0 | 0
2002-06-15 | 19:00 | 78.8 | 602110.288 | 602.1103 | 1304.7408 | 1.3047 | 1.3047 | 0 | 0.37278 | 0 | 0.94314 | 601.1671 | 601.1671 | 0 | 0
2002-06-15 | 20:00 | 73.4 | 469791.2993 | 469.7913 | 11999.6417 | 11.9996 | 11.9996 | 0 | 3.4285 | 0 | 8.674 | 461.1173 | 461.1173 | 0 | 0
2002-06-15 | 21:00 | 69.8 | 333689.8612 | 333.6899 | 41392.8051 | 41.3928 | 41.3928 | 0 | 11.8265 | 0 | 29.9211 | 303.7688 | 303.7688 | 0 | 0
2002-06-15 | 22:00 | 66.2 | 255926.6657 | 255.9267 | 77071.6483 | 77.0716 | 77.0716 | 0 | 22.0205 | 0 | 55.7118 | 200.2149 | 200.2149 | 0 | 0
2002-06-15 | 23:00 | 66.2 | 0 | 0 | 0 | 0 | 0 | 0 | 0 | 0 | 0 | 0 | 0 | 0 | 0
2002-06-15 | 24:00 | 64.4 | 0 | 0 | 0 | 0 | 0 | 0 | 0 | 0 | 0 | 0 | 0 | 0 | 0
2002-06-16 | 1:00 | 62.42 | 0 | 0 | 0 | 0 | 0 | 0 | 0 | 0 | 0 | 0 | 0 | 0 | 0
2002-06-16 | 2:00 | 60.8 | 0 | 0 | 0 | 0 | 0 | 0 | 0 | 0 | 0 | 0 | 0 | 0 | 0
2002-06-16 | 3:00 | 60.8 | 0 | 0 | 0 | 0 | 0 | 0 | 0 | 0 | 0 | 0 | 0 | 0 | 0
2002-06-16 | 4:00 | 57.2 | 0 | 0 | 0 | 0 | 0 | 0 | 0 | 0 | 0 | 0 | 0 | 0 | 0
2002-06-16 | 5:00 | 57.2 | 0 | 0 | 0 | 0 | 0 | 0 | 0 | 0 | 0 | 0 | 0 | 0 | 0
2002-06-16 | 6:00 | 62.6 | 0 | 0 | 0 | 0 | 0 | 0 | 0 | 0 | 0 | 0 | 0 | 0 | 0
2002-06-16 | 7:00 | 68 | 249811.3392 | 249.8113 | 93012.2983 | 93.0123 | 93.0123 | 0 | 26.5749 | 0 | 67.2346 | 182.5767 | 182.5767 | 0 | 0
2002-06-16 | 8:00 | 73.4 | 370400.8879 | 370.4009 | 44397.7184 | 44.3977 | 44.3977 | 0 | 12.6851 | 0 | 32.0932 | 338.3077 | 338.3077 | 0 | 0
2002-06-16 | 9:00 | 78.8 | 627425.1267 | 627.4251 | 3598.8316 | 3.5988 | 3.5988 | 0 | 1.0282 | 0 | 2.6014 | 624.8237 | 624.8237 | 0 | 0
2002-06-16 | 10:00 | 84.2 | 844057.1896 | 844.0572 | 1360.1976 | 1.3602 | 1.3602 | 0 | 0.38863 | 0 | 0.98323 | 843.074 | 843.074 | 0 | 0
2002-06-16 | 11:00 | 87.8 | 1050432.0569 | 1050.4321 | 1122.303 | 1.1223 | 1.1223 | 0 | 0.32066 | 0 | 0.81126 | 1049.6208 | 1049.6208 | 0 | 0
2002-06-16 | 12:00 | 91.4 | 1113084.5348 | 1113.0845 | 2764.1311 | 2.7641 | 2.7641 | 0 | 0.78975 | 0 | 1.9981 | 1111.0865 | 1111.0865 | 0 | 0
2002-06-16 | 13:00 | 93.2 | 1135453.2685 | 1135.4533 | 8535.2254 | 8.5352 | 8.5352 | 0 | 2.4386 | 0 | 6.1697 | 1129.2835 | 1129.2835 | 0 | 0
2002-06-16 | 14:00 | 93.2 | 1217258.8036 | 1217.2588 | 2280.9019 | 2.2809 | 2.2809 | 0 | 0.65169 | 0 | 1.6488 | 1215.61 | 1215.61 | 0 | 0
2002-06-16 | 15:00 | 93.2 | 1269927.6928 | 1269.9277 | 420.1956 | 0.4202 | 0.4202 | 0 | 0.12006 | 0 | 0.30374 | 1269.624 | 1269.624 | 0 | 0
2002-06-16 | 16:00 | 91.4 | 1256315.0807 | 1256.3151 | 1306.848 | 1.3068 | 1.3068 | 0 | 0.37339 | 0 | 0.94466 | 1255.3704 | 1255.3704 | 0 | 0
2002-06-16 | 17:00 | 89.6 | 1204115.9238 | 1204.1159 | 2144.5627 | 2.1446 | 2.1446 | 0 | 0.61273 | 0 | 1.5502 | 1202.5657 | 1202.5657 | 0 | 0
2002-06-16 | 18:00 | 86 | 1008604.4399 | 1008.6044 | 22110.1318 | 22.1101 | 22.1101 | 0 | 6.3172 | 0 | 15.9825 | 992.622 | 992.622 | 0 | 0
2002-06-16 | 19:00 | 80.6 | 757315.814 | 757.3158 | 2846.2105 | 2.8462 | 2.8462 | 0 | 0.8132 | 0 | 2.0574 | 755.2584 | 755.2584 | 0 | 0
2002-06-16 | 20:00 | 75.2 | 527052.2806 | 527.0523 | 10135.532 | 10.1355 | 10.1355 | 0 | 2.8959 | 0 | 7.3265 | 519.7257 | 519.7257 | 0 | 0
2002-06-16 | 21:00 | 73.4 | 419218.3853 | 419.2184 | 38870.3222 | 38.8703 | 38.8703 | 0 | 11.1058 | 0 | 28.0977 | 391.1207 | 391.1207 | 0 | 0
2002-06-16 | 22:00 | 69.8 | 373504.4302 | 373.5044 | 73392.2333 | 73.3922 | 73.3922 | 0 | 20.9692 | 0 | 53.0521 | 320.4523 | 320.4523 | 0 | 0
2002-06-16 | 23:00 | 68 | 0 | 0 | 0 | 0 | 0 | 0 | 0 | 0 | 0 | 0 | 0 | 0 | 0
2002-06-16 | 24:00 | 66.2 | 0 | 0 | 0 | 0 | 0 | 0 | 0 | 0 | 0 | 0 | 0 | 0 | 0
2002-06-17 | 1:00 | 62.6 | 0 | 0 | 0 | 0 | 0 | 0 | 0 | 0 | 0 | 0 | 0 | 0 | 0
2002-06-17 | 2:00 | 60.8 | 0 | 0 | 0 | 0 | 0 | 0 | 0 | 0 | 0 | 0 | 0 | 0 | 0
2002-06-17 | 3:00 | 60.8 | 0 | 0 | 0 | 0 | 0 | 0 | 0 | 0 | 0 | 0 | 0 | 0 | 0
2002-06-17 | 4:00 | 60.8 | 0 | 0 | 0 | 0 | 0 | 0 | 0 | 0 | 0 | 0 | 0 | 0 | 0
2002-06-17 | 5:00 | 57.2 | 0 | 0 | 0 | 0 | 0 | 0 | 0 | 0 | 0 | 0 | 0 | 0 | 0
2002-06-17 | 6:00 | 62.6 | 0 | 0 | 0 | 0 | 0 | 0 | 0 | 0 | 0 | 0 | 0 | 0 | 0
2002-06-17 | 7:00 | 66.2 | 249348.8998 | 249.3489 | 98810.4062 | 98.8104 | 98.8104 | 0 | 28.2315 | 0 | 71.4258 | 177.9231 | 177.9231 | 0 | 0
2002-06-17 | 8:00 | 69.8 | 345801.6499 | 345.8016 | 67593.0158 | 67.593 | 67.593 | 0 | 19.3123 | 0 | 48.8601 | 296.9416 | 296.9416 | 0 | 0
2002-06-17 | 9:00 | 78.8 | 539742.3321 | 539.7423 | 47223.0734 | 47.2231 | 47.2231 | 0 | 13.4923 | 0 | 34.1355 | 505.6068 | 505.6068 | 0 | 0
2002-06-17 | 10:00 | 82.4 | 640832.1137 | 640.8321 | 29899.091 | 29.8991 | 29.8991 | 0 | 8.5426 | 0 | 21.6128 | 619.2193 | 619.2193 | 0 | 0
2002-06-17 | 11:00 | 87.8 | 896850.6151 | 896.8506 | 36289.8631 | 36.2899 | 36.2899 | 0 | 10.3685 | 0 | 26.2324 | 870.6182 | 870.6182 | 0 | 0
2002-06-17 | 12:00 | 91.4 | 972914.3653 | 972.9144 | 40803.1752 | 40.8032 | 40.8032 | 0 | 11.6581 | 0 | 29.4949 | 943.4195 | 943.4195 | 0 | 0
2002-06-17 | 13:00 | 91.4 | 1008410.2439 | 1008.4102 | 47601.8686 | 47.6019 | 47.6019 | 0 | 13.6005 | 0 | 34.4094 | 974.0009 | 974.0009 | 0 | 0
2002-06-17 | 14:00 | 91.4 | 1019554.3473 | 1019.5543 | 36516.4974 | 36.5165 | 36.5165 | 0 | 10.4333 | 0 | 26.3962 | 993.1581 | 993.1581 | 0 | 0
2002-06-17 | 15:00 | 91.4 | 1048849.4075 | 1048.8494 | 25260.5213 | 25.2605 | 25.2605 | 0 | 7.2173 | 0 | 18.2597 | 1030.5897 | 1030.5897 | 0 | 0
2002-06-17 | 16:00 | 87.8 | 975487.0744 | 975.4871 | 44934.4563 | 44.9345 | 44.9345 | 0 | 12.8384 | 0 | 32.4812 | 943.0059 | 943.0059 | 0 | 0
2002-06-17 | 17:00 | 87.8 | 911438.5671 | 911.4386 | 87979.1389 | 87.9791 | 87.9791 | 0 | 25.1369 | 0 | 63.5963 | 847.8422 | 847.8422 | 0 | 0
2002-06-17 | 18:00 | 84.2 | 822012.2029 | 822.0122 | 140205.5568 | 140.2056 | 140.2056 | 0 | 37.8934 | 0 | 95.8703 | 726.1419 | 726.1419 | 0 | 0
2002-06-17 | 19:00 | 80.6 | 544006.5613 | 544.0066 | 4493.4274 | 4.4934 | 4.4934 | 0 | 1.2838 | 0 | 3.2481 | 540.7585 | 540.7585 | 0 | 0
2002-06-17 | 20:00 | 75.2 | 460854.142 | 460.8541 | 15709.4585 | 15.7095 | 15.7095 | 0 | 4.4884 | 0 | 11.3557 | 449.4984 | 449.4984 | 0 | 0
2002-06-17 | 21:00 | 71.6 | 403137.9599 | 403.138 | 24064.3163 | 24.0643 | 24.0643 | 0 | 6.8755 | 0 | 17.3951 | 385.7429 | 385.7429 | 0 | 0
2002-06-17 | 22:00 | 69.8 | 349777.1277 | 349.7771 | 30908.6947 | 30.9087 | 30.9087 | 0 | 8.8311 | 0 | 22.3426 | 327.4346 | 327.4346 | 0 | 0
2002-06-17 | 23:00 | 69.8 | 0 | 0 | 0 | 0 | 0 | 0 | 0 | 0 | 0 | 0 | 0 | 0 | 0
2002-06-17 | 24:00 | 64.4 | 0 | 0 | 0 | 0 | 0 | 0 | 0 | 0 | 0 | 0 | 0 | 0 | 0
2002-06-18 | 1:00 | 62.6 | 0 | 0 | 0 | 0 | 0 | 0 | 0 | 0 | 0 | 0 | 0 | 0 | 0
2002-06-18 | 2:00 | 60.8 | 0 | 0 | 0 | 0 | 0 | 0 | 0 | 0 | 0 | 0 | 0 | 0 | 0
2002-06-18 | 3:00 | 60.8 | 0 | 0 | 0 | 0 | 0 | 0 | 0 | 0 | 0 | 0 | 0 | 0 | 0
2002-06-18 | 4:00 | 60.8 | 0 | 0 | 0 | 0 | 0 | 0 | 0 | 0 | 0 | 0 | 0 | 0 | 0
2002-06-18 | 5:00 | 60.8 | 0 | 0 | 0 | 0 | 0 | 0 | 0 | 0 | 0 | 0 | 0 | 0 | 0
2002-06-18 | 6:00 | 62.6 | 0 | 0 | 0 | 0 | 0 | 0 | 0 | 0 | 0 | 0 | 0 | 0 | 0
2002-06-18 | 7:00 | 66.2 | 287933.8929 | 287.9339 | 22466.9193 | 22.4669 | 22.4669 | 0 | 6.4191 | 0 | 16.2404 | 271.6935 | 271.6935 | 0 | 0
2002-06-18 | 8:00 | 68.72 | 359251.2294 | 359.2512 | 28934.1824 | 28.9342 | 28.9342 | 0 | 8.2669 | 0 | 20.9153 | 338.3359 | 338.3359 | 0 | 0
2002-06-18 | 9:00 | 71.42 | 392819.701 | 392.8197 | 28967.7828 | 28.9678 | 28.9678 | 0 | 8.2765 | 0 | 20.9396 | 371.8801 | 371.8801 | 0 | 0
2002-06-18 | 10:00 | 77.54 | 466081.1811 | 466.0812 | 27800.0513 | 27.8001 | 27.8001 | 0 | 7.9429 | 0 | 20.0955 | 445.9857 | 445.9857 | 0 | 0
2002-06-18 | 11:00 | 82.04 | 584728.0543 | 584.7281 | 15899.3923 | 15.8994 | 15.8994 | 0 | 4.5427 | 0 | 11.493 | 573.2351 | 573.2351 | 0 | 0
2002-06-18 | 12:00 | 86.36 | 917838.365 | 917.8384 | 21626.5709 | 21.6266 | 21.6266 | 0 | 6.179 | 0 | 15.6329 | 902.2054 | 902.2054 | 0 | 0
2002-06-18 | 13:00 | 89.06 | 759756.1186 | 759.7561 | 37619.7318 | 37.6197 | 37.6197 | 0 | 10.7485 | 0 | 27.1937 | 732.5624 | 732.5624 | 0 | 0
2002-06-18 | 14:00 | 91.58 | 758076.4106 | 758.0764 | 32584.1907 | 32.5842 | 32.5842 | 0 | 9.3098 | 0 | 23.5537 | 734.5227 | 734.5227 | 0 | 0
2002-06-18 | 15:00 | 88.88 | 724736.9317 | 724.7369 | 22504.2229 | 22.5042 | 22.5042 | 0 | 6.4298 | 0 | 16.2673 | 708.4696 | 708.4696 | 0 | 0
2002-06-18 | 16:00 | 87.8 | 704100.6297 | 704.1006 | 22669.6725 | 22.6697 | 22.6697 | 0 | 6.477 | 0 | 16.3869 | 687.7137 | 687.7137 | 0 | 0
2002-06-18 | 17:00 | 86 | 683133.6296 | 683.1336 | 24511.11 | 24.5111 | 24.5111 | 0 | 7.0032 | 0 | 17.718 | 665.4156 | 665.4156 | 0 | 0
2002-06-18 | 18:00 | 82.4 | 628241.3581 | 628.2414 | 25940.8666 | 25.9409 | 25.9409 | 0 | 7.4117 | 0 | 18.7515 | 609.4898 | 609.4898 | 0 | 0
2002-06-18 | 19:00 | 78.8 | 516005.6094 | 516.0056 | 22670.877 | 22.6709 | 22.6709 | 0 | 6.4774 | 0 | 16.3878 | 499.6178 | 499.6178 | 0 | 0
2002-06-18 | 20:00 | 75.2 | 447399.3457 | 447.3993 | 31355.3222 | 31.3553 | 31.3553 | 0 | 8.9587 | 0 | 22.6654 | 424.7339 | 424.7339 | 0 | 0
2002-06-18 | 21:00 | 73.4 | 458101.9293 | 458.1019 | 36768.2125 | 36.7682 | 36.7682 | 0 | 10.5052 | 0 | 26.5782 | 431.5238 | 431.5238 | 0 | 0
2002-06-18 | 22:00 | 71.6 | 446963.9213 | 446.9639 | 40909.8955 | 40.9099 | 40.9099 | 0 | 11.6885 | 0 | 29.572 | 417.3919 | 417.3919 | 0 | 0
2002-06-18 | 23:00 | 66.2 | 0 | 0 | 0 | 0 | 0 | 0 | 0 | 0 | 0 | 0 | 0 | 0 | 0
2002-06-18 | 24:00 | 64.4 | 0 | 0 | 0 | 0 | 0 | 0 | 0 | 0 | 0 | 0 | 0 | 0 | 0
2002-06-19 | 1:00 | 64.4 | 0 | 0 | 0 | 0 | 0 | 0 | 0 | 0 | 0 | 0 | 0 | 0 | 0
2002-06-19 | 2:00 | 62.6 | 0 | 0 | 0 | 0 | 0 | 0 | 0 | 0 | 0 | 0 | 0 | 0 | 0
2002-06-19 | 3:00 | 60.8 | 0 | 0 | 0 | 0 | 0 | 0 | 0 | 0 | 0 | 0 | 0 | 0 | 0
2002-06-19 | 4:00 | 62.6 | 0 | 0 | 0 | 0 | 0 | 0 | 0 | 0 | 0 | 0 | 0 | 0 | 0
2002-06-19 | 5:00 | 60.8 | 0 | 0 | 0 | 0 | 0 | 0 | 0 | 0 | 0 | 0 | 0 | 0 | 0
2002-06-19 | 6:00 | 63.86 | 0 | 0 | 0 | 0 | 0 | 0 | 0 | 0 | 0 | 0 | 0 | 0 | 0
2002-06-19 | 7:00 | 67.46 | 447179.4295 | 447.1794 | 119574.6218 | 119.5746 | 119.5746 | 0 | 34.1642 | 0 | 86.4354 | 360.7441 | 360.7441 | 0 | 0
2002-06-19 | 8:00 | 71.6 | 608842.338 | 608.8423 | 55828.7731 | 55.8288 | 55.8288 | 0 | 15.9511 | 0 | 40.3562 | 568.4861 | 568.4861 | 0 | 0
2002-06-19 | 9:00 | 77.18 | 973136.7809 | 973.1368 | 10072.6063 | 10.0726 | 10.0726 | 0 | 2.8779 | 0 | 7.2811 | 965.8557 | 965.8557 | 0 | 0
2002-06-19 | 10:00 | 82.76 | 1208658.0895 | 1208.6581 | 6521.9828 | 6.522 | 6.522 | 0 | 1.8634 | 0 | 4.7145 | 1203.9436 | 1203.9436 | 0 | 0
2002-06-19 | 11:00 | 90.14 | 1557546.2727 | 1557.5463 | 4136.1336 | 4.1361 | 4.1361 | 0 | 1.1818 | 0 | 2.9898 | 1554.5564 | 1554.5564 | 0 | 0
2002-06-19 | 12:00 | 92.12 | 1557472.3102 | 1557.4723 | 9041.1623 | 9.0412 | 9.0412 | 0 | 2.5832 | 0 | 6.5355 | 1550.9368 | 1550.9368 | 0 | 0
2002-06-19 | 13:00 | 92.3 | 1565968.8707 | 1565.9689 | 15424.1998 | 15.4242 | 15.4242 | 0 | 4.4069 | 0 | 11.1495 | 1554.8194 | 1554.8194 | 0 | 0
2002-06-19 | 14:00 | 92.48 | 1587853.7776 | 1587.8538 | 6372.1662 | 6.3722 | 6.3722 | 0 | 1.8206 | 0 | 4.6062 | 1583.2476 | 1583.2476 | 0 | 0
2002-06-19 | 15:00 | 89.06 | 1587087.3887 | 1587.0874 | 3109.4815 | 3.1095 | 3.1095 | 0 | 0.88842 | 0 | 2.2477 | 1584.8397 | 1584.8397 | 0 | 0
2002-06-19 | 16:00 | 85.64 | 1562769.3379 | 1562.7693 | 4131.51 | 4.1315 | 4.1315 | 0 | 1.1804 | 0 | 2.9865 | 1559.7828 | 1559.7828 | 0 | 0
2002-06-19 | 17:00 | 80.42 | 1249819.0752 | 1249.8191 | 3347.0071 | 3.347 | 3.347 | 0 | 0.95629 | 0 | 2.4194 | 1247.3997 | 1247.3997 | 0 | 0
2002-06-19 | 18:00 | 75.2 | 862900.8408 | 862.9008 | 6203.1442 | 6.2031 | 6.2031 | 0 | 1.7723 | 0 | 4.484 | 858.4169 | 858.4169 | 0 | 0
2002-06-19 | 19:00 | 71.6 | 790722.6136 | 790.7226 | 2729.597 | 2.7296 | 2.7296 | 0 | 0.77988 | 0 | 1.9731 | 788.7495 | 788.7495 | 0 | 0
2002-06-19 | 20:00 | 68 | 648708.5229 | 648.7085 | 20313.0688 | 20.3131 | 20.3131 | 0 | 5.8037 | 0 | 14.6834 | 634.0251 | 634.0251 | 0 | 0
2002-06-19 | 21:00 | 66.2 | 516991.2929 | 516.9913 | 48240.4839 | 48.2405 | 48.2405 | 0 | 13.783 | 0 | 34.871 | 482.1203 | 482.1203 | 0 | 0
2002-06-19 | 22:00 | 65.3 | 483562.1991 | 483.5622 | 85540.4489 | 85.5404 | 85.5404 | 0 | 24.4401 | 0 | 61.8335 | 421.7287 | 421.7287 | 0 | 0
2002-06-19 | 23:00 | 64.4 | 0 | 0 | 0 | 0 | 0 | 0 | 0 | 0 | 0 | 0 | 0 | 0 | 0
2002-06-19 | 24:00 | 64.4 | 0 | 0 | 0 | 0 | 0 | 0 | 0 | 0 | 0 | 0 | 0 | 0 | 0
2002-06-20 | 1:00 | 64.4 | 0 | 0 | 0 | 0 | 0 | 0 | 0 | 0 | 0 | 0 | 0 | 0 | 0
2002-06-20 | 2:00 | 64.4 | 0 | 0 | 0 | 0 | 0 | 0 | 0 | 0 | 0 | 0 | 0 | 0 | 0
2002-06-20 | 3:00 | 64.4 | 0 | 0 | 0 | 0 | 0 | 0 | 0 | 0 | 0 | 0 | 0 | 0 | 0
2002-06-20 | 4:00 | 64.4 | 0 | 0 | 0 | 0 | 0 | 0 | 0 | 0 | 0 | 0 | 0 | 0 | 0
2002-06-20 | 5:00 | 64.4 | 0 | 0 | 0 | 0 | 0 | 0 | 0 | 0 | 0 | 0 | 0 | 0 | 0
2002-06-20 | 6:00 | 64.4 | 0 | 0 | 0 | 0 | 0 | 0 | 0 | 0 | 0 | 0 | 0 | 0 | 0
2002-06-20 | 7:00 | 66.2 | 533815.2211 | 533.8152 | 102306.2916 | 102.3063 | 102.3063 | 0 | 29.2304 | 0 | 73.9528 | 459.8624 | 459.8624 | 0 | 0
2002-06-20 | 8:00 | 68 | 541512.4602 | 541.5125 | 49390.3069 | 49.3903 | 49.3903 | 0 | 14.1115 | 0 | 35.7021 | 505.8103 | 505.8103 | 0 | 0
2002-06-20 | 9:00 | 71.6 | 794241.9793 | 794.242 | 5448.4206 | 5.4484 | 5.4484 | 0 | 1.5567 | 0 | 3.9384 | 790.3035 | 790.3035 | 0 | 0
2002-06-20 | 10:00 | 73.4 | 885888.3626 | 885.8884 | 3243.2863 | 3.2433 | 3.2433 | 0 | 0.92665 | 0 | 2.3444 | 883.5439 | 883.5439 | 0 | 0
2002-06-20 | 11:00 | 77 | 947804.6594 | 947.8047 | 2602.1226 | 2.6021 | 2.6021 | 0 | 0.74346 | 0 | 1.881 | 945.9237 | 945.9237 | 0 | 0
2002-06-20 | 12:00 | 78.8 | 970846.9236 | 970.8469 | 7064.253 | 7.0643 | 7.0643 | 0 | 2.0184 | 0 | 5.1064 | 965.7405 | 965.7405 | 0 | 0
2002-06-20 | 13:00 | 82.4 | 1014157.1972 | 1014.1572 | 12116.2492 | 12.1162 | 12.1162 | 0 | 3.4618 | 0 | 8.7583 | 1005.3989 | 1005.3989 | 0 | 0
2002-06-20 | 14:00 | 80.6 | 1089748.807 | 1089.7488 | 4253.0501 | 4.2531 | 4.2531 | 0 | 1.2152 | 0 | 3.0743 | 1086.6745 | 1086.6745 | 0 | 0
2002-06-20 | 15:00 | 80.6 | 1154930.7885 | 1154.9308 | 2026.7086 | 2.0267 | 2.0267 | 0 | 0.57906 | 0 | 1.465 | 1153.4658 | 1153.4658 | 0 | 0
2002-06-20 | 16:00 | 77.72 | 1132475.435 | 1132.4754 | 1717.9639 | 1.718 | 1.718 | 0 | 0.49085 | 0 | 1.2418 | 1131.2336 | 1131.2336 | 0 | 0
2002-06-20 | 17:00 | 74.3 | 1023689.8784 | 1023.6899 | 1349.2868 | 1.3493 | 1.3493 | 0 | 0.38551 | 0 | 0.97534 | 1022.7145 | 1022.7145 | 0 | 0
2002-06-20 | 18:00 | 69.8 | 754680.3591 | 754.6804 | 5661.3701 | 5.6614 | 5.6614 | 0 | 1.6175 | 0 | 4.0924 | 750.588 | 750.588 | 0 | 0
2002-06-20 | 19:00 | 66.2 | 602616.5248 | 602.6165 | 3287.0603 | 3.2871 | 3.2871 | 0 | 0.93916 | 0 | 2.3761 | 600.2404 | 600.2404 | 0 | 0
2002-06-20 | 20:00 | 64.4 | 464943.184 | 464.9432 | 20304.6584 | 20.3047 | 20.3047 | 0 | 5.8013 | 0 | 14.6774 | 450.2658 | 450.2658 | 0 | 0
2002-06-20 | 21:00 | 62.96 | 346052.5719 | 346.0526 | 49981.6101 | 49.9816 | 49.9816 | 0 | 14.2805 | 0 | 36.1296 | 309.923 | 309.923 | 0 | 0
2002-06-20 | 22:00 | 62.6 | 279233.9209 | 279.2339 | 84501.23 | 84.5012 | 84.5012 | 0 | 24.1432 | 0 | 61.0823 | 218.1516 | 218.1516 | 0 | 0
2002-06-20 | 23:00 | 62.24 | 0 | 0 | 0 | 0 | 0 | 0 | 0 | 0 | 0 | 0 | 0 | 0 | 0
2002-06-20 | 24:00 | 62.24 | 0 | 0 | 0 | 0 | 0 | 0 | 0 | 0 | 0 | 0 | 0 | 0 | 0
2002-06-21 | 1:00 | 62.24 | 0 | 0 | 0 | 0 | 0 | 0 | 0 | 0 | 0 | 0 | 0 | 0 | 0
2002-06-21 | 2:00 | 62.6 | 0 | 0 | 0 | 0 | 0 | 0 | 0 | 0 | 0 | 0 | 0 | 0 | 0
2002-06-21 | 3:00 | 62.6 | 0 | 0 | 0 | 0 | 0 | 0 | 0 | 0 | 0 | 0 | 0 | 0 | 0
2002-06-21 | 4:00 | 61.7 | 0 | 0 | 0 | 0 | 0 | 0 | 0 | 0 | 0 | 0 | 0 | 0 | 0
2002-06-21 | 5:00 | 60.98 | 0 | 0 | 0 | 0 | 0 | 0 | 0 | 0 | 0 | 0 | 0 | 0 | 0
2002-06-21 | 6:00 | 62.6 | 0 | 0 | 0 | 0 | 0 | 0 | 0 | 0 | 0 | 0 | 0 | 0 | 0
2002-06-21 | 7:00 | 62.6 | 335798.0106 | 335.798 | 96034.165 | 96.0342 | 96.0342 | 0 | 27.4383 | 0 | 69.419 | 266.379 | 266.379 | 0 | 0
2002-06-21 | 8:00 | 64.4 | 298093.1882 | 298.0932 | 50654.0459 | 50.654 | 50.654 | 0 | 14.4726 | 0 | 36.6156 | 261.4775 | 261.4775 | 0 | 0
2002-06-21 | 9:00 | 66.2 | 433669.6525 | 433.6697 | 7059.2295 | 7.0592 | 7.0592 | 0 | 2.0169 | 0 | 5.1028 | 428.5668 | 428.5668 | 0 | 0
2002-06-21 | 10:00 | 68 | 494602.8185 | 494.6028 | 2954.8758 | 2.9549 | 2.9549 | 0 | 0.84425 | 0 | 2.136 | 492.4669 | 492.4669 | 0 | 0
2002-06-21 | 11:00 | 71.6 | 576877.0884 | 576.8771 | 2388.8839 | 2.3889 | 2.3889 | 0 | 0.68254 | 0 | 1.7268 | 575.1503 | 575.1503 | 0 | 0
2002-06-21 | 12:00 | 73.4 | 567916.304 | 567.9163 | 7008.4421 | 7.0084 | 7.0084 | 0 | 2.0024 | 0 | 5.0661 | 562.8502 | 562.8502 | 0 | 0
2002-06-21 | 13:00 | 75.02 | 557136.2864 | 557.1363 | 13017.0102 | 13.017 | 13.017 | 0 | 3.7191 | 0 | 9.4094 | 547.7268 | 547.7268 | 0 | 0
2002-06-21 | 14:00 | 75.2 | 607374.5503 | 607.3746 | 5071.2268 | 5.0712 | 5.0712 | 0 | 1.4489 | 0 | 3.6658 | 603.7088 | 603.7088 | 0 | 0
2002-06-21 | 15:00 | 75.2 | 653265.6685 | 653.2657 | 2834.5032 | 2.8345 | 2.8345 | 0 | 0.80986 | 0 | 2.0489 | 651.2167 | 651.2167 | 0 | 0
2002-06-21 | 16:00 | 75.2 | 672048.4169 | 672.0484 | 2542.9261 | 2.5429 | 2.5429 | 0 | 0.72655 | 0 | 1.8382 | 670.2102 | 670.2102 | 0 | 0
2002-06-21 | 17:00 | 73.4 | 644184.1044 | 644.1841 | 1319.9113 | 1.3199 | 1.3199 | 0 | 0.37712 | 0 | 0.95411 | 643.23 | 643.23 | 0 | 0
2002-06-21 | 18:00 | 71.6 | 502556.8763 | 502.5569 | 5646.2638 | 5.6463 | 5.6463 | 0 | 1.6132 | 0 | 4.0814 | 498.4754 | 498.4754 | 0 | 0
2002-06-21 | 19:00 | 68 | 477178.1104 | 477.1781 | 3797.3648 | 3.7974 | 3.7974 | 0 | 1.085 | 0 | 2.745 | 474.4332 | 474.4332 | 0 | 0
2002-06-21 | 20:00 | 64.4 | 388172.3651 | 388.1724 | 21157.8666 | 21.1579 | 21.1579 | 0 | 6.0451 | 0 | 15.2941 | 372.8783 | 372.8783 | 0 | 0
2002-06-21 | 21:00 | 62.6 | 245292.2835 | 245.2923 | 51346.6741 | 51.3467 | 51.3467 | 0 | 14.6705 | 0 | 37.1163 | 208.176 | 208.176 | 0 | 0
2002-06-21 | 22:00 | 60.8 | 173537.1882 | 173.5372 | 86801.4505 | 86.8015 | 86.8015 | 0 | 24.8004 | 0 | 62.745 | 110.7921 | 110.7921 | 0 | 0
2002-06-21 | 23:00 | 60.8 | 0 | 0 | 0 | 0 | 0 | 0 | 0 | 0 | 0 | 0 | 0 | 0 | 0
2002-06-21 | 24:00 | 60.8 | 0 | 0 | 0 | 0 | 0 | 0 | 0 | 0 | 0 | 0 | 0 | 0 | 0
2002-06-22 | 1:00 | 57.2 | 0 | 0 | 0 | 0 | 0 | 0 | 0 | 0 | 0 | 0 | 0 | 0 | 0
2002-06-22 | 2:00 | 60.8 | 0 | 0 | 0 | 0 | 0 | 0 | 0 | 0 | 0 | 0 | 0 | 0 | 0
2002-06-22 | 3:00 | 60.8 | 0 | 0 | 0 | 0 | 0 | 0 | 0 | 0 | 0 | 0 | 0 | 0 | 0
2002-06-22 | 4:00 | 60.8 | 0 | 0 | 0 | 0 | 0 | 0 | 0 | 0 | 0 | 0 | 0 | 0 | 0
2002-06-22 | 5:00 | 60.8 | 0 | 0 | 0 | 0 | 0 | 0 | 0 | 0 | 0 | 0 | 0 | 0 | 0
2002-06-22 | 6:00 | 60.8 | 0 | 0 | 0 | 0 | 0 | 0 | 0 | 0 | 0 | 0 | 0 | 0 | 0
2002-06-22 | 7:00 | 62.6 | 206174.7836 | 206.1748 | 107051.1155 | 107.0511 | 107.0511 | 0 | 30.586 | 0 | 77.3827 | 128.7921 | 128.7921 | 0 | 0
2002-06-22 | 8:00 | 62.6 | 206969.1384 | 206.9691 | 51151.096 | 51.1511 | 51.1511 | 0 | 14.6146 | 0 | 36.9749 | 169.9942 | 169.9942 | 0 | 0
2002-06-22 | 9:00 | 66.2 | 329948.1654 | 329.9482 | 6653.1521 | 6.6532 | 6.6532 | 0 | 1.9009 | 0 | 4.8093 | 325.1389 | 325.1389 | 0 | 0
2002-06-22 | 10:00 | 71.6 | 478021.448 | 478.0214 | 3737.5002 | 3.7375 | 3.7375 | 0 | 1.0679 | 0 | 2.7017 | 475.3198 | 475.3198 | 0 | 0
2002-06-22 | 11:00 | 78.8 | 618970.888 | 618.9709 | 2171.4198 | 2.1714 | 2.1714 | 0 | 0.62041 | 0 | 1.5696 | 617.4013 | 617.4013 | 0 | 0
2002-06-22 | 12:00 | 82.4 | 702768.777 | 702.7688 | 6309.9811 | 6.31 | 6.31 | 0 | 1.8029 | 0 | 4.5612 | 698.2076 | 698.2076 | 0 | 0
2002-06-22 | 13:00 | 84.2 | 985466.9661 | 985.467 | 11434.0806 | 11.4341 | 11.4341 | 0 | 3.2669 | 0 | 8.2652 | 977.2018 | 977.2018 | 0 | 0
2002-06-22 | 14:00 | 87.8 | 1056639.645 | 1056.6396 | 3469.3291 | 3.4693 | 3.4693 | 0 | 0.99124 | 0 | 2.5078 | 1054.1318 | 1054.1318 | 0 | 0
2002-06-22 | 15:00 | 86 | 1105677.0815 | 1105.6771 | 1245.1544 | 1.2452 | 1.2452 | 0 | 0.35576 | 0 | 0.90007 | 1104.777 | 1104.777 | 0 | 0
2002-06-22 | 16:00 | 80.6 | 1033829.0826 | 1033.8291 | 1200.8773 | 1.2009 | 1.2009 | 0 | 0.34311 | 0 | 0.86806 | 1032.961 | 1032.961 | 0 | 0
2002-06-22 | 17:00 | 78.8 | 926812.9698 | 926.813 | 790.8122 | 0.79081 | 0.79081 | 0 | 0.22595 | 0 | 0.57164 | 926.2413 | 926.2413 | 0 | 0
2002-06-22 | 18:00 | 77 | 733453.9062 | 733.4539 | 4906.0363 | 4.906 | 4.906 | 0 | 1.4017 | 0 | 3.5464 | 729.9075 | 729.9075 | 0 | 0
2002-06-22 | 19:00 | 73.4 | 652605.2209 | 652.6052 | 2392.6721 | 2.3927 | 2.3927 | 0 | 0.68362 | 0 | 1.7296 | 650.8757 | 650.8757 | 0 | 0
2002-06-22 | 20:00 | 69.8 | 525657.378 | 525.6574 | 17600.1239 | 17.6001 | 17.6001 | 0 | 5.0286 | 0 | 12.7224 | 512.935 | 512.935 | 0 | 0
2002-06-22 | 21:00 | 66.2 | 388228.3559 | 388.2284 | 46424.4782 | 46.4245 | 46.4245 | 0 | 13.2641 | 0 | 33.5583 | 354.6701 | 354.6701 | 0 | 0
2002-06-22 | 22:00 | 64.4 | 316194.6197 | 316.1946 | 80801.0095 | 80.801 | 80.801 | 0 | 23.086 | 0 | 58.4076 | 257.787 | 257.787 | 0 | 0
2002-06-22 | 23:00 | 64.4 | 0 | 0 | 0 | 0 | 0 | 0 | 0 | 0 | 0 | 0 | 0 | 0 | 0
2002-06-22 | 24:00 | 62.6 | 0 | 0 | 0 | 0 | 0 | 0 | 0 | 0 | 0 | 0 | 0 | 0 | 0
2002-06-23 | 1:00 | 60.8 | 0 | 0 | 0 | 0 | 0 | 0 | 0 | 0 | 0 | 0 | 0 | 0 | 0
2002-06-23 | 2:00 | 60.8 | 0 | 0 | 0 | 0 | 0 | 0 | 0 | 0 | 0 | 0 | 0 | 0 | 0
2002-06-23 | 3:00 | 59 | 0 | 0 | 0 | 0 | 0 | 0 | 0 | 0 | 0 | 0 | 0 | 0 | 0
2002-06-23 | 4:00 | 55.4 | 0 | 0 | 0 | 0 | 0 | 0 | 0 | 0 | 0 | 0 | 0 | 0 | 0
2002-06-23 | 5:00 | 55.4 | 0 | 0 | 0 | 0 | 0 | 0 | 0 | 0 | 0 | 0 | 0 | 0 | 0
2002-06-23 | 6:00 | 60.8 | 0 | 0 | 0 | 0 | 0 | 0 | 0 | 0 | 0 | 0 | 0 | 0 | 0
2002-06-23 | 7:00 | 62.6 | 249626.9682 | 249.627 | 95501.9742 | 95.502 | 95.502 | 0 | 27.2863 | 0 | 69.0343 | 180.5927 | 180.5927 | 0 | 0
2002-06-23 | 8:00 | 66.2 | 340147.5254 | 340.1475 | 48315.8888 | 48.3159 | 48.3159 | 0 | 13.8045 | 0 | 34.9255 | 305.222 | 305.222 | 0 | 0
2002-06-23 | 9:00 | 71.6 | 585256.2922 | 585.2563 | 5844.5105 | 5.8445 | 5.8445 | 0 | 1.6699 | 0 | 4.2247 | 581.0315 | 581.0315 | 0 | 0
2002-06-23 | 10:00 | 75.2 | 720663.9576 | 720.664 | 2459.9959 | 2.46 | 2.46 | 0 | 0.70286 | 0 | 1.7782 | 718.8857 | 718.8857 | 0 | 0
2002-06-23 | 11:00 | 80.6 | 856636.6509 | 856.6367 | 1473.0847 | 1.4731 | 1.4731 | 0 | 0.42088 | 0 | 1.0648 | 855.5718 | 855.5718 | 0 | 0
2002-06-23 | 12:00 | 86 | 1027314.925 | 1027.3149 | 4746.3842 | 4.7464 | 4.7464 | 0 | 1.3561 | 0 | 3.431 | 1023.884 | 1023.884 | 0 | 0
2002-06-23 | 13:00 | 89.6 | 1080560.0724 | 1080.5601 | 9849.5747 | 9.8496 | 9.8496 | 0 | 2.8142 | 0 | 7.1198 | 1073.4402 | 1073.4402 | 0 | 0
2002-06-23 | 14:00 | 89.6 | 1194745.3614 | 1194.7454 | 2619.671 | 2.6197 | 2.6197 | 0 | 0.74848 | 0 | 1.8936 | 1192.8517 | 1192.8517 | 0 | 0
2002-06-23 | 15:00 | 87.8 | 1239528.9793 | 1239.529 | 772.1624 | 0.77216 | 0.77216 | 0 | 0.22062 | 0 | 0.55816 | 1238.9708 | 1238.9708 | 0 | 0
2002-06-23 | 16:00 | 86 | 1253513.4189 | 1253.5134 | 1170.4265 | 1.1704 | 1.1704 | 0 | 0.33441 | 0 | 0.84605 | 1252.6674 | 1252.6674 | 0 | 0
2002-06-23 | 17:00 | 84.2 | 1132889.2714 | 1132.8893 | 2046.7415 | 2.0467 | 2.0467 | 0 | 0.58478 | 0 | 1.4795 | 1131.4098 | 1131.4098 | 0 | 0
2002-06-23 | 18:00 | 80.6 | 780023.9008 | 780.0239 | 10712.7264 | 10.7127 | 10.7127 | 0 | 3.0608 | 0 | 7.7438 | 772.2801 | 772.2801 | 0 | 0
2002-06-23 | 19:00 | 77 | 656820.0878 | 656.8201 | 1373.3421 | 1.3733 | 1.3733 | 0 | 0.39238 | 0 | 0.99273 | 655.8274 | 655.8274 | 0 | 0
2002-06-23 | 20:00 | 73.4 | 579983.0382 | 579.983 | 13146.941 | 13.1469 | 13.1469 | 0 | 3.7563 | 0 | 9.5034 | 570.4797 | 570.4797 | 0 | 0
2002-06-23 | 21:00 | 69.8 | 516319.3197 | 516.3193 | 42356.6341 | 42.3566 | 42.3566 | 0 | 12.1019 | 0 | 30.6178 | 485.7015 | 485.7015 | 0 | 0
2002-06-23 | 22:00 | 68 | 421161.0331 | 421.161 | 75045.6266 | 75.0456 | 75.0456 | 0 | 21.4416 | 0 | 54.2473 | 366.9138 | 366.9138 | 0 | 0
2002-06-23 | 23:00 | 66.2 | 0 | 0 | 0 | 0 | 0 | 0 | 0 | 0 | 0 | 0 | 0 | 0 | 0
2002-06-23 | 24:00 | 64.4 | 0 | 0 | 0 | 0 | 0 | 0 | 0 | 0 | 0 | 0 | 0 | 0 | 0
2002-06-24 | 1:00 | 59 | 0 | 0 | 0 | 0 | 0 | 0 | 0 | 0 | 0 | 0 | 0 | 0 | 0
2002-06-24 | 2:00 | 60.8 | 0 | 0 | 0 | 0 | 0 | 0 | 0 | 0 | 0 | 0 | 0 | 0 | 0
2002-06-24 | 3:00 | 57.2 | 0 | 0 | 0 | 0 | 0 | 0 | 0 | 0 | 0 | 0 | 0 | 0 | 0
2002-06-24 | 4:00 | 60.8 | 0 | 0 | 0 | 0 | 0 | 0 | 0 | 0 | 0 | 0 | 0 | 0 | 0
2002-06-24 | 5:00 | 59 | 0 | 0 | 0 | 0 | 0 | 0 | 0 | 0 | 0 | 0 | 0 | 0 | 0
2002-06-24 | 6:00 | 60.8 | 0 | 0 | 0 | 0 | 0 | 0 | 0 | 0 | 0 | 0 | 0 | 0 | 0
2002-06-24 | 7:00 | 60.8 | 345566.5475 | 345.5665 | 113290.622 | 113.2906 | 113.2906 | 0 | 32.3687 | 0 | 81.8929 | 263.6736 | 263.6736 | 0 | 0
2002-06-24 | 8:00 | 62.6 | 333875.0023 | 333.875 | 72152.969 | 72.153 | 72.153 | 0 | 20.6151 | 0 | 52.1563 | 281.7187 | 281.7187 | 0 | 0
2002-06-24 | 9:00 | 68 | 437412.8595 | 437.4129 | 50775.0639 | 50.7751 | 50.7751 | 0 | 14.5072 | 0 | 36.7031 | 400.7097 | 400.7097 | 0 | 0
2002-06-24 | 10:00 | 75.2 | 616181.3294 | 616.1813 | 33216.3901 | 33.2164 | 33.2164 | 0 | 9.4904 | 0 | 24.0107 | 592.1706 | 592.1706 | 0 | 0
2002-06-24 | 11:00 | 80.6 | 714579.5858 | 714.5796 | 31319.8929 | 31.3199 | 31.3199 | 0 | 8.9485 | 0 | 22.6398 | 691.9398 | 691.9398 | 0 | 0
2002-06-24 | 12:00 | 86 | 946100.2538 | 946.1003 | 40634.952 | 40.635 | 40.635 | 0 | 11.61 | 0 | 29.3733 | 916.727 | 916.727 | 0 | 0
2002-06-24 | 13:00 | 89.6 | 1085549.606 | 1085.5496 | 46321.6939 | 46.3217 | 46.3217 | 0 | 13.2348 | 0 | 33.484 | 1052.0656 | 1052.0656 | 0 | 0
2002-06-24 | 14:00 | 91.4 | 1121201.5002 | 1121.2015 | 36896.8132 | 36.8968 | 36.8968 | 0 | 10.5419 | 0 | 26.6711 | 1094.5304 | 1094.5304 | 0 | 0
2002-06-24 | 15:00 | 89.6 | 1056104.2546 | 1056.1043 | 26523.9234 | 26.5239 | 26.5239 | 0 | 7.5783 | 0 | 19.173 | 1036.9312 | 1036.9312 | 0 | 0
2002-06-24 | 16:00 | 86 | 956995.4766 | 956.9955 | 45583.8956 | 45.5839 | 45.5839 | 0 | 13.024 | 0 | 32.9506 | 924.0448 | 924.0448 | 0 | 0
2002-06-24 | 17:00 | 84.2 | 877031.7452 | 877.0317 | 88749.0273 | 88.749 | 88.749 | 0 | 25.3569 | 0 | 64.1529 | 812.8789 | 812.8789 | 0 | 0
2002-06-24 | 18:00 | 80.6 | 638095.8031 | 638.0958 | 74580.4236 | 74.5804 | 74.5804 | 0 | 21.3087 | 0 | 53.911 | 584.1848 | 584.1848 | 0 | 0
2002-06-24 | 19:00 | 75.2 | 460820.793 | 460.8208 | 4971.502 | 4.9715 | 4.9715 | 0 | 1.4204 | 0 | 3.5937 | 457.2271 | 457.2271 | 0 | 0
2002-06-24 | 20:00 | 71.6 | 433760.8812 | 433.7609 | 17381.6564 | 17.3817 | 17.3817 | 0 | 4.9662 | 0 | 12.5645 | 421.1964 | 421.1964 | 0 | 0
2002-06-24 | 21:00 | 66.2 | 463655.8509 | 463.6559 | 27114.8696 | 27.1149 | 27.1149 | 0 | 7.7471 | 0 | 19.6002 | 444.0557 | 444.0557 | 0 | 0
2002-06-24 | 22:00 | 64.4 | 413740.8369 | 413.7408 | 34086.1324 | 34.0861 | 34.0861 | 0 | 9.7389 | 0 | 24.6394 | 389.1014 | 389.1014 | 0 | 0
2002-06-24 | 23:00 | 62.6 | 0 | 0 | 0 | 0 | 0 | 0 | 0 | 0 | 0 | 0 | 0 | 0 | 0
2002-06-24 | 24:00 | 61.7 | 0 | 0 | 0 | 0 | 0 | 0 | 0 | 0 | 0 | 0 | 0 | 0 | 0
2002-06-25 | 1:00 | 60.8 | 0 | 0 | 0 | 0 | 0 | 0 | 0 | 0 | 0 | 0 | 0 | 0 | 0
2002-06-25 | 2:00 | 57.2 | 0 | 0 | 0 | 0 | 0 | 0 | 0 | 0 | 0 | 0 | 0 | 0 | 0
2002-06-25 | 3:00 | 59 | 0 | 0 | 0 | 0 | 0 | 0 | 0 | 0 | 0 | 0 | 0 | 0 | 0
2002-06-25 | 4:00 | 57.2 | 0 | 0 | 0 | 0 | 0 | 0 | 0 | 0 | 0 | 0 | 0 | 0 | 0
2002-06-25 | 5:00 | 57.2 | 0 | 0 | 0 | 0 | 0 | 0 | 0 | 0 | 0 | 0 | 0 | 0 | 0
2002-06-25 | 6:00 | 57.2 | 0 | 0 | 0 | 0 | 0 | 0 | 0 | 0 | 0 | 0 | 0 | 0 | 0
2002-06-25 | 7:00 | 57.2 | 163783.3208 | 163.7833 | 26808.319 | 26.8083 | 26.8083 | 0 | 7.6595 | 0 | 19.3786 | 144.4047 | 144.4047 | 0 | 0
2002-06-25 | 8:00 | 60.8 | 274122.5789 | 274.1226 | 32744.1689 | 32.7442 | 32.7442 | 0 | 9.3555 | 0 | 23.6694 | 250.4532 | 250.4532 | 0 | 0
2002-06-25 | 9:00 | 69.8 | 476231.9185 | 476.2319 | 31715.5485 | 31.7155 | 31.7155 | 0 | 9.0616 | 0 | 22.9258 | 453.3061 | 453.3061 | 0 | 0
2002-06-25 | 10:00 | 77 | 590376.9875 | 590.377 | 29424.1363 | 29.4241 | 29.4241 | 0 | 8.4069 | 0 | 21.2694 | 569.1075 | 569.1075 | 0 | 0
2002-06-25 | 11:00 | 82.4 | 632401.1257 | 632.4011 | 16944.4235 | 16.9444 | 16.9444 | 0 | 4.8413 | 0 | 12.2484 | 620.1527 | 620.1527 | 0 | 0
2002-06-25 | 12:00 | 87.8 | 897221.2196 | 897.2212 | 22774.7631 | 22.7748 | 22.7748 | 0 | 6.5071 | 0 | 16.4629 | 880.7583 | 880.7583 | 0 | 0
2002-06-25 | 13:00 | 91.4 | 722470.2615 | 722.4703 | 39002.4769 | 39.0025 | 39.0025 | 0 | 11.1436 | 0 | 28.1932 | 694.277 | 694.277 | 0 | 0
2002-06-25 | 14:00 | 89.6 | 715811.6519 | 715.8117 | 34282.5447 | 34.2825 | 34.2825 | 0 | 9.795 | 0 | 24.7814 | 691.0303 | 691.0303 | 0 | 0
2002-06-25 | 15:00 | 89.6 | 706530.4817 | 706.5305 | 23550.8936 | 23.5509 | 23.5509 | 0 | 6.7288 | 0 | 17.0239 | 689.5066 | 689.5066 | 0 | 0
2002-06-25 | 16:00 | 87.8 | 699992.9447 | 699.9929 | 22823.9448 | 22.8239 | 22.8239 | 0 | 6.5211 | 0 | 16.4985 | 683.4945 | 683.4945 | 0 | 0
2002-06-25 | 17:00 | 87.8 | 694037.8891 | 694.0379 | 24997.5871 | 24.9976 | 24.9976 | 0 | 7.1422 | 0 | 18.0697 | 675.9682 | 675.9682 | 0 | 0
2002-06-25 | 18:00 | 82.4 | 611401.5388 | 611.4015 | 27041.3362 | 27.0413 | 27.0413 | 0 | 7.7261 | 0 | 19.547 | 591.8545 | 591.8545 | 0 | 0
2002-06-25 | 19:00 | 80.6 | 535418.9028 | 535.4189 | 23032.4596 | 23.0325 | 23.0325 | 0 | 6.5807 | 0 | 16.6492 | 518.7697 | 518.7697 | 0 | 0
2002-06-25 | 20:00 | 75.2 | 533040.9524 | 533.041 | 31741.8794 | 31.7419 | 31.7419 | 0 | 9.0691 | 0 | 22.9448 | 510.0961 | 510.0961 | 0 | 0
2002-06-25 | 21:00 | 69.8 | 449276.5605 | 449.2766 | 38328.8176 | 38.3288 | 38.3288 | 0 | 10.9511 | 0 | 27.7063 | 421.5703 | 421.5703 | 0 | 0
2002-06-25 | 22:00 | 68 | 374578.2101 | 374.5782 | 42826.9981 | 42.827 | 42.827 | 0 | 12.2363 | 0 | 30.9578 | 343.6204 | 343.6204 | 0 | 0
2002-06-25 | 23:00 | 64.4 | 0 | 0 | 0 | 0 | 0 | 0 | 0 | 0 | 0 | 0 | 0 | 0 | 0
2002-06-25 | 24:00 | 64.4 | 0 | 0 | 0 | 0 | 0 | 0 | 0 | 0 | 0 | 0 | 0 | 0 | 0
2002-06-26 | 1:00 | 62.6 | 0 | 0 | 0 | 0 | 0 | 0 | 0 | 0 | 0 | 0 | 0 | 0 | 0
2002-06-26 | 2:00 | 59 | 0 | 0 | 0 | 0 | 0 | 0 | 0 | 0 | 0 | 0 | 0 | 0 | 0
2002-06-26 | 3:00 | 57.2 | 0 | 0 | 0 | 0 | 0 | 0 | 0 | 0 | 0 | 0 | 0 | 0 | 0
2002-06-26 | 4:00 | 57.2 | 0 | 0 | 0 | 0 | 0 | 0 | 0 | 0 | 0 | 0 | 0 | 0 | 0
2002-06-26 | 5:00 | 57.2 | 0 | 0 | 0 | 0 | 0 | 0 | 0 | 0 | 0 | 0 | 0 | 0 | 0
2002-06-26 | 6:00 | 59 | 0 | 0 | 0 | 0 | 0 | 0 | 0 | 0 | 0 | 0 | 0 | 0 | 0
2002-06-26 | 7:00 | 62.6 | 232918.9116 | 232.9189 | 127032.431 | 127.0324 | 127.0324 | 0 | 34.3331 | 0 | 86.8627 | 146.0562 | 146.0562 | 0 | 0
2002-06-26 | 8:00 | 66.2 | 338656.6538 | 338.6567 | 60935.7575 | 60.9358 | 60.9358 | 0 | 17.4102 | 0 | 44.0478 | 294.6088 | 294.6088 | 0 | 0
2002-06-26 | 9:00 | 71.6 | 568463.0139 | 568.463 | 12456.6654 | 12.4567 | 12.4567 | 0 | 3.559 | 0 | 9.0044 | 559.4586 | 559.4586 | 0 | 0
2002-06-26 | 10:00 | 78.8 | 708997.482 | 708.9975 | 8587.8216 | 8.5878 | 8.5878 | 0 | 2.4537 | 0 | 6.2078 | 702.7897 | 702.7897 | 0 | 0
2002-06-26 | 11:00 | 84.2 | 869294.7324 | 869.2947 | 5717.7343 | 5.7177 | 5.7177 | 0 | 1.6336 | 0 | 4.1331 | 865.1616 | 865.1616 | 0 | 0
2002-06-26 | 12:00 | 89.6 | 1076466.1873 | 1076.4662 | 10813.6128 | 10.8136 | 10.8136 | 0 | 3.0896 | 0 | 7.8167 | 1068.6495 | 1068.6495 | 0 | 0
2002-06-26 | 13:00 | 89.6 | 1055630.5757 | 1055.6306 | 18393.2174 | 18.3932 | 18.3932 | 0 | 5.2552 | 0 | 13.2957 | 1042.3349 | 1042.3349 | 0 | 0
2002-06-26 | 14:00 | 89.6 | 1087975.1917 | 1087.9752 | 7576.1031 | 7.5761 | 7.5761 | 0 | 2.1646 | 0 | 5.4764 | 1082.4988 | 1082.4988 | 0 | 0
2002-06-26 | 15:00 | 87.8 | 1096617.9287 | 1096.6179 | 3851.8962 | 3.8519 | 3.8519 | 0 | 1.1005 | 0 | 2.7844 | 1093.8336 | 1093.8336 | 0 | 0
2002-06-26 | 16:00 | 84.2 | 1044404.9516 | 1044.405 | 5428.8185 | 5.4288 | 5.4288 | 0 | 1.5511 | 0 | 3.9243 | 1040.4807 | 1040.4807 | 0 | 0
2002-06-26 | 17:00 | 82.4 | 951359.0625 | 951.3591 | 5462.1041 | 5.4621 | 5.4621 | 0 | 1.5606 | 0 | 3.9483 | 947.4107 | 947.4107 | 0 | 0
2002-06-26 | 18:00 | 78.8 | 619376.4345 | 619.3764 | 6785.8065 | 6.7858 | 6.7858 | 0 | 1.9388 | 0 | 4.9052 | 614.4713 | 614.4713 | 0 | 0
2002-06-26 | 19:00 | 73.4 | 504953.1365 | 504.9531 | 3135.3691 | 3.1354 | 3.1354 | 0 | 0.89582 | 0 | 2.2664 | 502.6867 | 502.6867 | 0 | 0
2002-06-26 | 20:00 | 69.8 | 399166.3457 | 399.1663 | 20293.6521 | 20.2937 | 20.2937 | 0 | 5.7982 | 0 | 14.6694 | 384.4969 | 384.4969 | 0 | 0
2002-06-26 | 21:00 | 68 | 364519.5583 | 364.5196 | 49004.1106 | 49.0041 | 49.0041 | 0 | 14.0012 | 0 | 35.423 | 329.0966 | 329.0966 | 0 | 0
2002-06-26 | 22:00 | 66.2 | 311923.0172 | 311.923 | 86433.2901 | 86.4333 | 86.4333 | 0 | 24.6952 | 0 | 62.4789 | 249.4441 | 249.4441 | 0 | 0
2002-06-26 | 23:00 | 63.32 | 0 | 0 | 0 | 0 | 0 | 0 | 0 | 0 | 0 | 0 | 0 | 0 | 0
2002-06-26 | 24:00 | 60.8 | 0 | 0 | 0 | 0 | 0 | 0 | 0 | 0 | 0 | 0 | 0 | 0 | 0
2002-06-27 | 1:00 | 59 | 0 | 0 | 0 | 0 | 0 | 0 | 0 | 0 | 0 | 0 | 0 | 0 | 0
2002-06-27 | 2:00 | 57.2 | 0 | 0 | 0 | 0 | 0 | 0 | 0 | 0 | 0 | 0 | 0 | 0 | 0
2002-06-27 | 3:00 | 55.4 | 0 | 0 | 0 | 0 | 0 | 0 | 0 | 0 | 0 | 0 | 0 | 0 | 0
2002-06-27 | 4:00 | 55.4 | 0 | 0 | 0 | 0 | 0 | 0 | 0 | 0 | 0 | 0 | 0 | 0 | 0
2002-06-27 | 5:00 | 55.4 | 0 | 0 | 0 | 0 | 0 | 0 | 0 | 0 | 0 | 0 | 0 | 0 | 0
2002-06-27 | 6:00 | 57.2 | 0 | 0 | 0 | 0 | 0 | 0 | 0 | 0 | 0 | 0 | 0 | 0 | 0
2002-06-27 | 7:00 | 60.8 | 197764.0344 | 197.764 | 106590.1355 | 106.5901 | 106.5901 | 0 | 30.4543 | 0 | 77.0494 | 120.7146 | 120.7146 | 0 | 0
2002-06-27 | 8:00 | 62.24 | 274432.3079 | 274.4323 | 54644.1436 | 54.6441 | 54.6441 | 0 | 15.6126 | 0 | 39.4999 | 234.9324 | 234.9324 | 0 | 0
2002-06-27 | 9:00 | 65.66 | 426902.0954 | 426.9021 | 9515.006 | 9.515 | 9.515 | 0 | 2.7186 | 0 | 6.878 | 420.0241 | 420.0241 | 0 | 0
2002-06-27 | 10:00 | 72.5 | 569322.102 | 569.3221 | 6039.3818 | 6.0394 | 6.0394 | 0 | 1.7255 | 0 | 4.3656 | 564.9565 | 564.9565 | 0 | 0
2002-06-27 | 11:00 | 79.52 | 754004.0353 | 754.004 | 3529.6373 | 3.5296 | 3.5296 | 0 | 1.0085 | 0 | 2.5514 | 751.4526 | 751.4526 | 0 | 0
2002-06-27 | 12:00 | 80.96 | 705714.7532 | 705.7148 | 8182.9111 | 8.1829 | 8.1829 | 0 | 2.338 | 0 | 5.9151 | 699.7997 | 699.7997 | 0 | 0
2002-06-27 | 13:00 | 86 | 954566.4038 | 954.5664 | 13478.5663 | 13.4786 | 13.4786 | 0 | 3.851 | 0 | 9.7431 | 944.8233 | 944.8233 | 0 | 0
2002-06-27 | 14:00 | 87.62 | 1190630.0221 | 1190.63 | 4818.0434 | 4.818 | 4.818 | 0 | 1.3766 | 0 | 3.4828 | 1187.1473 | 1187.1473 | 0 | 0
2002-06-27 | 15:00 | 85.46 | 1301810.4236 | 1301.8104 | 2353.2615 | 2.3533 | 2.3533 | 0 | 0.67236 | 0 | 1.7011 | 1300.1094 | 1300.1094 | 0 | 0
2002-06-27 | 16:00 | 81.68 | 1127743.6312 | 1127.7436 | 2592.8771 | 2.5929 | 2.5929 | 0 | 0.74082 | 0 | 1.8743 | 1125.8694 | 1125.8694 | 0 | 0
2002-06-27 | 17:00 | 79.52 | 879345.5066 | 879.3455 | 1518.3794 | 1.5184 | 1.5184 | 0 | 0.43382 | 0 | 1.0976 | 878.2479 | 878.2479 | 0 | 0
2002-06-27 | 18:00 | 73.76 | 658709.4308 | 658.7094 | 5966.608 | 5.9666 | 5.9666 | 0 | 1.7047 | 0 | 4.313 | 654.3964 | 654.3964 | 0 | 0
2002-06-27 | 19:00 | 69.98 | 522756.143 | 522.7561 | 2707.7119 | 2.7077 | 2.7077 | 0 | 0.77363 | 0 | 1.9573 | 520.7989 | 520.7989 | 0 | 0
2002-06-27 | 20:00 | 66.02 | 392794.2487 | 392.7942 | 18517.2693 | 18.5173 | 18.5173 | 0 | 5.2906 | 0 | 13.3853 | 379.4089 | 379.4089 | 0 | 0
2002-06-27 | 21:00 | 62.24 | 258411.7303 | 258.4117 | 48167.4045 | 48.1674 | 48.1674 | 0 | 13.7621 | 0 | 34.8182 | 223.5936 | 223.5936 | 0 | 0
2002-06-27 | 22:00 | 60.08 | 192893.6489 | 192.8936 | 85980.0414 | 85.98 | 85.98 | 0 | 24.5657 | 0 | 62.1513 | 130.7424 | 130.7424 | 0 | 0
2002-06-27 | 23:00 | 59.72 | 0 | 0 | 0 | 0 | 0 | 0 | 0 | 0 | 0 | 0 | 0 | 0 | 0
2002-06-27 | 24:00 | 57.74 | 0 | 0 | 0 | 0 | 0 | 0 | 0 | 0 | 0 | 0 | 0 | 0 | 0
2002-06-28 | 1:00 | 55.58 | 0 | 0 | 0 | 0 | 0 | 0 | 0 | 0 | 0 | 0 | 0 | 0 | 0
2002-06-28 | 2:00 | 53.6 | 0 | 0 | 0 | 0 | 0 | 0 | 0 | 0 | 0 | 0 | 0 | 0 | 0
2002-06-28 | 3:00 | 53.24 | 0 | 0 | 0 | 0 | 0 | 0 | 0 | 0 | 0 | 0 | 0 | 0 | 0
2002-06-28 | 4:00 | 51.08 | 0 | 0 | 0 | 0 | 0 | 0 | 0 | 0 | 0 | 0 | 0 | 0 | 0
2002-06-28 | 5:00 | 50.9 | 0 | 0 | 0 | 0 | 0 | 0 | 0 | 0 | 0 | 0 | 0 | 0 | 0
2002-06-28 | 6:00 | 54.14 | 0 | 0 | 0 | 0 | 0 | 0 | 0 | 0 | 0 | 0 | 0 | 0 | 0
2002-06-28 | 7:00 | 55.76 | 35892.3031 | 35.8923 | 104793.8949 | 104.7939 | 104.7939 | 0 | 29.9411 | 0 | 75.751 | -39.8587 | 0 | 0 | 0
2002-06-28 | 8:00 | 60.8 | 132959.4845 | 132.9595 | 53120.8197 | 53.1208 | 53.1208 | 0 | 15.1774 | 0 | 38.3988 | 94.5607 | 94.5607 | 0 | 0
2002-06-28 | 9:00 | 62.96 | 274901.9106 | 274.9019 | 9007.6761 | 9.0077 | 9.0077 | 0 | 2.5736 | 0 | 6.5113 | 268.3906 | 268.3906 | 0 | 0
2002-06-28 | 10:00 | 68.54 | 406602.4994 | 406.6025 | 5547.1726 | 5.5472 | 5.5472 | 0 | 1.5849 | 0 | 4.0098 | 402.5927 | 402.5927 | 0 | 0
2002-06-28 | 11:00 | 72.5 | 533498.2898 | 533.4983 | 3206.9451 | 3.2069 | 3.2069 | 0 | 0.91627 | 0 | 2.3182 | 531.1801 | 531.1801 | 0 | 0
2002-06-28 | 12:00 | 76.46 | 618627.3723 | 618.6274 | 8307.0038 | 8.307 | 8.307 | 0 | 2.3734 | 0 | 6.0048 | 612.6226 | 612.6226 | 0 | 0
2002-06-28 | 13:00 | 78.44 | 662582.2922 | 662.5823 | 14022.1258 | 14.0221 | 14.0221 | 0 | 4.0063 | 0 | 10.136 | 652.4463 | 652.4463 | 0 | 0
2002-06-28 | 14:00 | 78.8 | 740582.2028 | 740.5822 | 4569.0584 | 4.5691 | 4.5691 | 0 | 1.3054 | 0 | 3.3028 | 737.2794 | 737.2794 | 0 | 0
2002-06-28 | 15:00 | 77.36 | 806179.8987 | 806.1799 | 1647.6933 | 1.6477 | 1.6477 | 0 | 0.47077 | 0 | 1.191 | 804.9889 | 804.9889 | 0 | 0
2002-06-28 | 16:00 | 73.94 | 762428.4293 | 762.4284 | 1481.3887 | 1.4814 | 1.4814 | 0 | 0.42325 | 0 | 1.0708 | 761.3576 | 761.3576 | 0 | 0
2002-06-28 | 17:00 | 72.5 | 701113.4244 | 701.1134 | 1243.2229 | 1.2432 | 1.2432 | 0 | 0.35521 | 0 | 0.89867 | 700.2148 | 700.2148 | 0 | 0
2002-06-28 | 18:00 | 69.26 | 532837.3913 | 532.8374 | 5619.9005 | 5.6199 | 5.6199 | 0 | 1.6057 | 0 | 4.0624 | 528.775 | 528.775 | 0 | 0
2002-06-28 | 19:00 | 65.84 | 398352.7849 | 398.3528 | 3134.1581 | 3.1342 | 3.1342 | 0 | 0.89547 | 0 | 2.2655 | 396.0872 | 396.0872 | 0 | 0
2002-06-28 | 20:00 | 64.4 | 291674.8976 | 291.6749 | 20842.6525 | 20.8427 | 20.8427 | 0 | 5.955 | 0 | 15.0663 | 276.6086 | 276.6086 | 0 | 0
2002-06-28 | 21:00 | 62.6 | 219773.7968 | 219.7738 | 51506.1069 | 51.5061 | 51.5061 | 0 | 14.716 | 0 | 37.2316 | 182.5422 | 182.5422 | 0 | 0
2002-06-28 | 22:00 | 60.8 | 173495.4399 | 173.4954 | 87787.7809 | 87.7878 | 87.7878 | 0 | 25.0822 | 0 | 63.458 | 110.0374 | 110.0374 | 0 | 0
2002-06-28 | 23:00 | 60.8 | 0 | 0 | 0 | 0 | 0 | 0 | 0 | 0 | 0 | 0 | 0 | 0 | 0
2002-06-28 | 24:00 | 62.6 | 0 | 0 | 0 | 0 | 0 | 0 | 0 | 0 | 0 | 0 | 0 | 0 | 0
2002-06-29 | 1:00 | 62.6 | 0 | 0 | 0 | 0 | 0 | 0 | 0 | 0 | 0 | 0 | 0 | 0 | 0
2002-06-29 | 2:00 | 60.8 | 0 | 0 | 0 | 0 | 0 | 0 | 0 | 0 | 0 | 0 | 0 | 0 | 0
2002-06-29 | 3:00 | 60.8 | 0 | 0 | 0 | 0 | 0 | 0 | 0 | 0 | 0 | 0 | 0 | 0 | 0
2002-06-29 | 4:00 | 60.8 | 0 | 0 | 0 | 0 | 0 | 0 | 0 | 0 | 0 | 0 | 0 | 0 | 0
2002-06-29 | 5:00 | 60.8 | 0 | 0 | 0 | 0 | 0 | 0 | 0 | 0 | 0 | 0 | 0 | 0 | 0
2002-06-29 | 6:00 | 60.8 | 0 | 0 | 0 | 0 | 0 | 0 | 0 | 0 | 0 | 0 | 0 | 0 | 0
2002-06-29 | 7:00 | 60.8 | 181906.9214 | 181.9069 | 112147.7155 | 112.1477 | 112.1477 | 0 | 32.0422 | 0 | 81.0668 | 100.8401 | 100.8401 | 0 | 0
2002-06-29 | 8:00 | 64.4 | 219005.6824 | 219.0057 | 51298.6381 | 51.2986 | 51.2986 | 0 | 14.6568 | 0 | 37.0816 | 181.9241 | 181.9241 | 0 | 0
2002-06-29 | 9:00 | 66.2 | 359242.3087 | 359.2423 | 7905.1298 | 7.9051 | 7.9051 | 0 | 2.2586 | 0 | 5.7143 | 353.528 | 353.528 | 0 | 0
2002-06-29 | 10:00 | 66.2 | 337948.778 | 337.9488 | 4939.0171 | 4.939 | 4.939 | 0 | 1.4111 | 0 | 3.5702 | 334.3786 | 334.3786 | 0 | 0
2002-06-29 | 11:00 | 71.6 | 399965.8425 | 399.9658 | 3093.5551 | 3.0936 | 3.0936 | 0 | 0.88387 | 0 | 2.2362 | 397.7296 | 397.7296 | 0 | 0
2002-06-29 | 12:00 | 75.2 | 500323.6584 | 500.3237 | 8244.6869 | 8.2447 | 8.2447 | 0 | 2.3556 | 0 | 5.9597 | 494.3639 | 494.3639 | 0 | 0
2002-06-29 | 13:00 | 77 | 542695.6979 | 542.6957 | 14210.884 | 14.2109 | 14.2109 | 0 | 4.0603 | 0 | 10.2724 | 532.4233 | 532.4233 | 0 | 0
2002-06-29 | 14:00 | 78.8 | 621913.5595 | 621.9136 | 4453.5336 | 4.4535 | 4.4535 | 0 | 1.2724 | 0 | 3.2193 | 618.6943 | 618.6943 | 0 | 0
2002-06-29 | 15:00 | 80.6 | 727726.2312 | 727.7262 | 1811.0159 | 1.811 | 1.811 | 0 | 0.51743 | 0 | 1.3091 | 726.4171 | 726.4171 | 0 | 0
2002-06-29 | 16:00 | 77 | 709767.1387 | 709.7671 | 1726.4766 | 1.7265 | 1.7265 | 0 | 0.49328 | 0 | 1.248 | 708.5191 | 708.5191 | 0 | 0
2002-06-29 | 17:00 | 73.4 | 607361.2239 | 607.3612 | 1102.0904 | 1.1021 | 1.1021 | 0 | 0.31488 | 0 | 0.79665 | 606.5646 | 606.5646 | 0 | 0
2002-06-29 | 18:00 | 71.6 | 450894.93 | 450.8949 | 5389.3083 | 5.3893 | 5.3893 | 0 | 1.5398 | 0 | 3.8957 | 446.9992 | 446.9992 | 0 | 0
2002-06-29 | 19:00 | 68 | 371486.7542 | 371.4868 | 3272.6267 | 3.2726 | 3.2726 | 0 | 0.93504 | 0 | 2.3656 | 369.1211 | 369.1211 | 0 | 0
2002-06-29 | 20:00 | 64.4 | 265229.033 | 265.229 | 20231.0151 | 20.231 | 20.231 | 0 | 5.7803 | 0 | 14.6241 | 250.6049 | 250.6049 | 0 | 0
2002-06-29 | 21:00 | 62.6 | 194552.7941 | 194.5528 | 50593.3198 | 50.5933 | 50.5933 | 0 | 14.4552 | 0 | 36.5717 | 157.9811 | 157.9811 | 0 | 0
2002-06-29 | 22:00 | 62.6 | 193983.4467 | 193.9834 | 85963.3359 | 85.9633 | 85.9633 | 0 | 24.561 | 0 | 62.1392 | 131.8442 | 131.8442 | 0 | 0
2002-06-29 | 23:00 | 60.8 | 0 | 0 | 0 | 0 | 0 | 0 | 0 | 0 | 0 | 0 | 0 | 0 | 0
2002-06-29 | 24:00 | 60.8 | 0 | 0 | 0 | 0 | 0 | 0 | 0 | 0 | 0 | 0 | 0 | 0 | 0
2002-06-30 | 1:00 | 62.6 | 0 | 0 | 0 | 0 | 0 | 0 | 0 | 0 | 0 | 0 | 0 | 0 | 0
2002-06-30 | 2:00 | 62.6 | 0 | 0 | 0 | 0 | 0 | 0 | 0 | 0 | 0 | 0 | 0 | 0 | 0
2002-06-30 | 3:00 | 62.6 | 0 | 0 | 0 | 0 | 0 | 0 | 0 | 0 | 0 | 0 | 0 | 0 | 0
2002-06-30 | 4:00 | 62.6 | 0 | 0 | 0 | 0 | 0 | 0 | 0 | 0 | 0 | 0 | 0 | 0 | 0
2002-06-30 | 5:00 | 62.6 | 0 | 0 | 0 | 0 | 0 | 0 | 0 | 0 | 0 | 0 | 0 | 0 | 0
2002-06-30 | 6:00 | 62.42 | 0 | 0 | 0 | 0 | 0 | 0 | 0 | 0 | 0 | 0 | 0 | 0 | 0
2002-06-30 | 7:00 | 62.6 | 232584.1406 | 232.5841 | 107890.8833 | 107.8909 | 107.8909 | 0 | 30.826 | 0 | 77.9897 | 154.5944 | 154.5944 | 0 | 0
2002-06-30 | 8:00 | 64.4 | 201750.8947 | 201.7509 | 51961.7516 | 51.9618 | 51.9618 | 0 | 14.8462 | 0 | 37.5609 | 164.19 | 164.19 | 0 | 0
2002-06-30 | 9:00 | 68 | 319973.2979 | 319.9733 | 6702.9244 | 6.7029 | 6.7029 | 0 | 1.9151 | 0 | 4.8453 | 315.128 | 315.128 | 0 | 0
2002-06-30 | 10:00 | 69.8 | 396397.9621 | 396.398 | 3612.9312 | 3.6129 | 3.6129 | 0 | 1.0323 | 0 | 2.6116 | 393.7863 | 393.7863 | 0 | 0
2002-06-30 | 11:00 | 71.6 | 445171.8622 | 445.1719 | 2247.8777 | 2.2479 | 2.2479 | 0 | 0.64225 | 0 | 1.6249 | 443.547 | 443.547 | 0 | 0
2002-06-30 | 12:00 | 73.4 | 474542.2342 | 474.5422 | 7651.215 | 7.6512 | 7.6512 | 0 | 2.1861 | 0 | 5.5307 | 469.0115 | 469.0115 | 0 | 0
2002-06-30 | 13:00 | 75.2 | 497876.7686 | 497.8768 | 13607.8586 | 13.6079 | 13.6079 | 0 | 3.888 | 0 | 9.8365 | 488.0402 | 488.0402 | 0 | 0
2002-06-30 | 14:00 | 78.8 | 601530.6797 | 601.5307 | 4574.7528 | 4.5748 | 4.5748 | 0 | 1.3071 | 0 | 3.3069 | 598.2238 | 598.2238 | 0 | 0
2002-06-30 | 15:00 | 78.8 | 697927.9017 | 697.9279 | 2000.3639 | 2.0004 | 2.0004 | 0 | 0.57153 | 0 | 1.446 | 696.4819 | 696.4819 | 0 | 0
2002-06-30 | 16:00 | 77 | 686772.9516 | 686.773 | 1827.3908 | 1.8274 | 1.8274 | 0 | 0.52211 | 0 | 1.3209 | 685.452 | 685.452 | 0 | 0
2002-06-30 | 17:00 | 73.4 | 605411.1579 | 605.4112 | 966.5882 | 0.96659 | 0.96659 | 0 | 0.27617 | 0 | 0.69871 | 604.7125 | 604.7125 | 0 | 0
2002-06-30 | 18:00 | 71.6 | 449107.7425 | 449.1077 | 5164.0873 | 5.1641 | 5.1641 | 0 | 1.4755 | 0 | 3.7329 | 445.3748 | 445.3748 | 0 | 0
2002-06-30 | 19:00 | 68 | 372962.7999 | 372.9628 | 3340.5136 | 3.3405 | 3.3405 | 0 | 0.95443 | 0 | 2.4147 | 370.5481 | 370.5481 | 0 | 0
2002-06-30 | 20:00 | 66.2 | 290168.767 | 290.1688 | 20259.5604 | 20.2596 | 20.2596 | 0 | 5.7884 | 0 | 14.6448 | 275.524 | 275.524 | 0 | 0
2002-06-30 | 21:00 | 63.14 | 206772.023 | 206.772 | 50711.9714 | 50.712 | 50.712 | 0 | 14.4891 | 0 | 36.6575 | 170.1145 | 170.1145 | 0 | 0
2002-06-30 | 22:00 | 62.6 | 166673.9093 | 166.6739 | 85566.4098 | 85.5664 | 85.5664 | 0 | 24.4475 | 0 | 61.8523 | 104.8216 | 104.8216 | 0 | 0
2002-06-30 | 23:00 | 61.88 | 0 | 0 | 0 | 0 | 0 | 0 | 0 | 0 | 0 | 0 | 0 | 0 | 0
2002-06-30 | 24:00 | 61.34 | 0 | 0 | 0 | 0 | 0 | 0 | 0 | 0 | 0 | 0 | 0 | 0 | 0
1999-07-01 | 1:00 | 60.8 | 0 | 0 | 0 | 0 | 0 | 0 | 0 | 0 | 0 | 0 | 0 | 0 | 0
1999-07-01 | 2:00 | 60.26 | 0 | 0 | 0 | 0 | 0 | 0 | 0 | 0 | 0 | 0 | 0 | 0 | 0
1999-07-01 | 3:00 | 59.54 | 0 | 0 | 0 | 0 | 0 | 0 | 0 | 0 | 0 | 0 | 0 | 0 | 0
1999-07-01 | 4:00 | 59 | 0 | 0 | 0 | 0 | 0 | 0 | 0 | 0 | 0 | 0 | 0 | 0 | 0
1999-07-01 | 5:00 | 60.8 | 0 | 0 | 0 | 0 | 0 | 0 | 0 | 0 | 0 | 0 | 0 | 0 | 0
1999-07-01 | 6:00 | 60.8 | 0 | 0 | 0 | 0 | 0 | 0 | 0 | 0 | 0 | 0 | 0 | 0 | 0
1999-07-01 | 7:00 | 62.6 | 279973.2124 | 279.9732 | 103740.6705 | 103.7407 | 103.7407 | 0 | 29.6402 | 0 | 74.9897 | 204.9835 | 204.9835 | 0 | 0
1999-07-01 | 8:00 | 66.2 | 373446.4703 | 373.4465 | 73908.4729 | 73.9085 | 73.9085 | 0 | 21.1167 | 0 | 53.4253 | 320.0212 | 320.0212 | 0 | 0
1999-07-01 | 9:00 | 71.6 | 530241.9108 | 530.2419 | 53517.1113 | 53.5171 | 53.5171 | 0 | 15.2906 | 0 | 38.6852 | 491.5567 | 491.5567 | 0 | 0
1999-07-01 | 10:00 | 77 | 729780.5119 | 729.7805 | 34712.4841 | 34.7125 | 34.7125 | 0 | 9.9179 | 0 | 25.0922 | 704.6883 | 704.6883 | 0 | 0
1999-07-01 | 11:00 | 82.4 | 894989.109 | 894.9891 | 32447.0565 | 32.4471 | 32.4471 | 0 | 9.2706 | 0 | 23.4546 | 871.5345 | 871.5345 | 0 | 0
1999-07-01 | 12:00 | 87.8 | 1249260.4116 | 1249.2604 | 43740.9551 | 43.741 | 43.741 | 0 | 12.4974 | 0 | 31.6185 | 1217.6419 | 1217.6419 | 0 | 0
1999-07-01 | 13:00 | 87.8 | 1224600.0482 | 1224.6 | 47841.1333 | 47.8411 | 47.8411 | 0 | 13.6689 | 0 | 34.5823 | 1190.0177 | 1190.0177 | 0 | 0
1999-07-01 | 14:00 | 87.8 | 1231762.4895 | 1231.7625 | 38876.8984 | 38.8769 | 38.8769 | 0 | 11.1077 | 0 | 28.1024 | 1203.66 | 1203.66 | 0 | 0
1999-07-01 | 15:00 | 87.8 | 1261689.5457 | 1261.6895 | 26810.5932 | 26.8106 | 26.8106 | 0 | 7.6602 | 0 | 19.3802 | 1242.3093 | 1242.3093 | 0 | 0
1999-07-01 | 16:00 | 84.2 | 1178372.2092 | 1178.3722 | 44904.4098 | 44.9044 | 44.9044 | 0 | 12.8298 | 0 | 32.4595 | 1145.9127 | 1145.9127 | 0 | 0
1999-07-01 | 17:00 | 80.6 | 935890.5326 | 935.8905 | 47100.7527 | 47.1008 | 47.1008 | 0 | 13.4574 | 0 | 34.0471 | 901.8434 | 901.8434 | 0 | 0
1999-07-01 | 18:00 | 77 | 755271.8348 | 755.2718 | 46317.8076 | 46.3178 | 46.3178 | 0 | 13.2337 | 0 | 33.4812 | 721.7907 | 721.7907 | 0 | 0
1999-07-01 | 19:00 | 73.4 | 602866.9771 | 602.867 | 6031.689 | 6.0317 | 6.0317 | 0 | 1.7233 | 0 | 4.36 | 598.5069 | 598.5069 | 0 | 0
1999-07-01 | 20:00 | 69.8 | 508763.5428 | 508.7635 | 18934.0591 | 18.9341 | 18.9341 | 0 | 5.4097 | 0 | 13.6866 | 495.0769 | 495.0769 | 0 | 0
1999-07-01 | 21:00 | 66.2 | 437695.0377 | 437.695 | 28607.1251 | 28.6071 | 28.6071 | 0 | 8.1735 | 0 | 20.6789 | 417.0162 | 417.0162 | 0 | 0
1999-07-01 | 22:00 | 64.4 | 337454.1472 | 337.4541 | 35117.7166 | 35.1177 | 35.1177 | 0 | 10.0336 | 0 | 25.3851 | 312.0691 | 312.0691 | 0 | 0
1999-07-01 | 23:00 | 64.4 | 0 | 0 | 0 | 0 | 0 | 0 | 0 | 0 | 0 | 0 | 0 | 0 | 0
1999-07-01 | 24:00 | 62.6 | 0 | 0 | 0 | 0 | 0 | 0 | 0 | 0 | 0 | 0 | 0 | 0 | 0
1999-07-02 | 1:00 | 60.8 | 0 | 0 | 0 | 0 | 0 | 0 | 0 | 0 | 0 | 0 | 0 | 0 | 0
1999-07-02 | 2:00 | 60.8 | 0 | 0 | 0 | 0 | 0 | 0 | 0 | 0 | 0 | 0 | 0 | 0 | 0
1999-07-02 | 3:00 | 60.8 | 0 | 0 | 0 | 0 | 0 | 0 | 0 | 0 | 0 | 0 | 0 | 0 | 0
1999-07-02 | 4:00 | 60.8 | 0 | 0 | 0 | 0 | 0 | 0 | 0 | 0 | 0 | 0 | 0 | 0 | 0
1999-07-02 | 5:00 | 60.8 | 0 | 0 | 0 | 0 | 0 | 0 | 0 | 0 | 0 | 0 | 0 | 0 | 0
1999-07-02 | 6:00 | 60.8 | 0 | 0 | 0 | 0 | 0 | 0 | 0 | 0 | 0 | 0 | 0 | 0 | 0
1999-07-02 | 7:00 | 62.6 | 254793.7877 | 254.7938 | 25763.8958 | 25.7639 | 25.7639 | 0 | 7.3611 | 0 | 18.6236 | 236.1702 | 236.1702 | 0 | 0
1999-07-02 | 8:00 | 62.6 | 255777.6632 | 255.7777 | 31425.6139 | 31.4256 | 31.4256 | 0 | 8.9787 | 0 | 22.7162 | 233.0614 | 233.0614 | 0 | 0
1999-07-02 | 9:00 | 68 | 357477.7603 | 357.4778 | 30910.9594 | 30.911 | 30.911 | 0 | 8.8317 | 0 | 22.3442 | 335.1336 | 335.1336 | 0 | 0
1999-07-02 | 10:00 | 71.6 | 519791.2796 | 519.7913 | 30160.9559 | 30.161 | 30.161 | 0 | 8.6174 | 0 | 21.8021 | 497.9892 | 497.9892 | 0 | 0
1999-07-02 | 11:00 | 78.8 | 666754.5195 | 666.7545 | 18108.0318 | 18.108 | 18.108 | 0 | 5.1737 | 0 | 13.0895 | 653.665 | 653.665 | 0 | 0
1999-07-02 | 12:00 | 80.6 | 700240.0997 | 700.2401 | 17293.7002 | 17.2937 | 17.2937 | 0 | 4.9411 | 0 | 12.5009 | 687.7392 | 687.7392 | 0 | 0
1999-07-02 | 13:00 | 82.4 | 701932.0683 | 701.9321 | 26054.6504 | 26.0547 | 26.0547 | 0 | 7.4442 | 0 | 18.8338 | 683.0983 | 683.0983 | 0 | 0
1999-07-02 | 14:00 | 80.6 | 698361.5337 | 698.3615 | 22151.7732 | 22.1518 | 22.1518 | 0 | 6.3291 | 0 | 16.0126 | 682.349 | 682.349 | 0 | 0
1999-07-02 | 15:00 | 78.8 | 667275.2614 | 667.2753 | 10778.919 | 10.7789 | 10.7789 | 0 | 3.0797 | 0 | 7.7916 | 659.4836 | 659.4836 | 0 | 0
1999-07-02 | 16:00 | 77 | 636998.5362 | 636.9985 | 5443.7507 | 5.4438 | 5.4438 | 0 | 1.5554 | 0 | 3.9351 | 633.0635 | 633.0635 | 0 | 0
1999-07-02 | 17:00 | 75.2 | 571257.6474 | 571.2576 | 5672.5779 | 5.6726 | 5.6726 | 0 | 1.6207 | 0 | 4.1005 | 567.1572 | 567.1572 | 0 | 0
1999-07-02 | 18:00 | 71.6 | 472495.0113 | 472.495 | 11812.9657 | 11.813 | 11.813 | 0 | 3.3751 | 0 | 8.5391 | 463.9559 | 463.9559 | 0 | 0
1999-07-02 | 19:00 | 69.8 | 409669.7601 | 409.6698 | 29659.0276 | 29.659 | 29.659 | 0 | 8.474 | 0 | 21.4392 | 388.2305 | 388.2305 | 0 | 0
1999-07-02 | 20:00 | 64.4 | 337831.9479 | 337.8319 | 39373.6702 | 39.3737 | 39.3737 | 0 | 11.2496 | 0 | 28.4615 | 309.3704 | 309.3704 | 0 | 0
1999-07-02 | 21:00 | 62.6 | 267554.5978 | 267.5546 | 44514.1954 | 44.5142 | 44.5142 | 0 | 12.7183 | 0 | 32.1774 | 235.3772 | 235.3772 | 0 | 0
1999-07-02 | 22:00 | 60.8 | 194665.453 | 194.6655 | 47771.5842 | 47.7716 | 47.7716 | 0 | 13.649 | 0 | 34.532 | 160.1334 | 160.1334 | 0 | 0
1999-07-02 | 23:00 | 60.8 | 0 | 0 | 0 | 0 | 0 | 0 | 0 | 0 | 0 | 0 | 0 | 0 | 0
1999-07-02 | 24:00 | 60.8 | 0 | 0 | 0 | 0 | 0 | 0 | 0 | 0 | 0 | 0 | 0 | 0 | 0
1999-07-03 | 1:00 | 60.8 | 0 | 0 | 0 | 0 | 0 | 0 | 0 | 0 | 0 | 0 | 0 | 0 | 0
1999-07-03 | 2:00 | 60.8 | 0 | 0 | 0 | 0 | 0 | 0 | 0 | 0 | 0 | 0 | 0 | 0 | 0
1999-07-03 | 3:00 | 60.8 | 0 | 0 | 0 | 0 | 0 | 0 | 0 | 0 | 0 | 0 | 0 | 0 | 0
1999-07-03 | 4:00 | 60.8 | 0 | 0 | 0 | 0 | 0 | 0 | 0 | 0 | 0 | 0 | 0 | 0 | 0
1999-07-03 | 5:00 | 60.8 | 0 | 0 | 0 | 0 | 0 | 0 | 0 | 0 | 0 | 0 | 0 | 0 | 0
1999-07-03 | 6:00 | 62.6 | 0 | 0 | 0 | 0 | 0 | 0 | 0 | 0 | 0 | 0 | 0 | 0 | 0
1999-07-03 | 7:00 | 62.6 | 219081.5091 | 219.0815 | 141060.6782 | 141.0607 | 141.0607 | 0 | 38.1245 | 0 | 96.455 | 122.6265 | 122.6265 | 0 | 0
1999-07-03 | 8:00 | 64.4 | 232224.7417 | 232.2247 | 71041.2889 | 71.0413 | 71.0413 | 0 | 20.2975 | 0 | 51.3527 | 180.872 | 180.872 | 0 | 0
1999-07-03 | 9:00 | 68 | 413108.2912 | 413.1083 | 14205.1869 | 14.2052 | 14.2052 | 0 | 4.0586 | 0 | 10.2683 | 402.84 | 402.84 | 0 | 0
1999-07-03 | 10:00 | 69.8 | 476324.66 | 476.3247 | 10378.7744 | 10.3788 | 10.3788 | 0 | 2.9654 | 0 | 7.5024 | 468.8223 | 468.8223 | 0 | 0
1999-07-03 | 11:00 | 73.4 | 566115.1391 | 566.1151 | 8469.4768 | 8.4695 | 8.4695 | 0 | 2.4199 | 0 | 6.1222 | 559.9929 | 559.9929 | 0 | 0
1999-07-03 | 12:00 | 75.2 | 651510.2084 | 651.5102 | 14132.575 | 14.1326 | 14.1326 | 0 | 4.0379 | 0 | 10.2158 | 641.2944 | 641.2944 | 0 | 0
1999-07-03 | 13:00 | 77 | 656978.9663 | 656.979 | 20143.1663 | 20.1432 | 20.1432 | 0 | 5.7552 | 0 | 14.5606 | 642.4183 | 642.4183 | 0 | 0
1999-07-03 | 14:00 | 78.8 | 746700.352 | 746.7004 | 10349.2287 | 10.3492 | 10.3492 | 0 | 2.9569 | 0 | 7.481 | 739.2193 | 739.2193 | 0 | 0
1999-07-03 | 15:00 | 78.8 | 848969.9952 | 848.97 | 5221.1268 | 5.2211 | 5.2211 | 0 | 1.4918 | 0 | 3.7741 | 845.1959 | 845.1959 | 0 | 0
1999-07-03 | 16:00 | 75.2 | 813462.5402 | 813.4625 | 4766.5391 | 4.7665 | 4.7665 | 0 | 1.3619 | 0 | 3.4455 | 810.017 | 810.017 | 0 | 0
1999-07-03 | 17:00 | 75.2 | 771738.3091 | 771.7383 | 3185.1216 | 3.1851 | 3.1851 | 0 | 0.91003 | 0 | 2.3024 | 769.4359 | 769.4359 | 0 | 0
1999-07-03 | 18:00 | 71.6 | 591517.5663 | 591.5176 | 7758.1389 | 7.7581 | 7.7581 | 0 | 2.2166 | 0 | 5.608 | 585.9095 | 585.9095 | 0 | 0
1999-07-03 | 19:00 | 68 | 490487.0332 | 490.487 | 5625.3868 | 5.6254 | 5.6254 | 0 | 1.6073 | 0 | 4.0664 | 486.4207 | 486.4207 | 0 | 0
1999-07-03 | 20:00 | 64.4 | 377625.6166 | 377.6256 | 26536.7371 | 26.5367 | 26.5367 | 0 | 7.5819 | 0 | 19.1823 | 358.4433 | 358.4433 | 0 | 0
1999-07-03 | 21:00 | 62.6 | 240685.9667 | 240.686 | 55746.6874 | 55.7467 | 55.7467 | 0 | 15.9276 | 0 | 40.2969 | 200.3891 | 200.3891 | 0 | 0
1999-07-03 | 22:00 | 62.6 | 194103.8554 | 194.1039 | 92867.9247 | 92.8679 | 92.8679 | 0 | 26.5337 | 0 | 67.1302 | 126.9736 | 126.9736 | 0 | 0
1999-07-03 | 23:00 | 60.8 | 0 | 0 | 0 | 0 | 0 | 0 | 0 | 0 | 0 | 0 | 0 | 0 | 0
1999-07-03 | 24:00 | 60.8 | 0 | 0 | 0 | 0 | 0 | 0 | 0 | 0 | 0 | 0 | 0 | 0 | 0
1999-07-04 | 1:00 | 60.8 | 0 | 0 | 0 | 0 | 0 | 0 | 0 | 0 | 0 | 0 | 0 | 0 | 0
1999-07-04 | 2:00 | 60.8 | 0 | 0 | 0 | 0 | 0 | 0 | 0 | 0 | 0 | 0 | 0 | 0 | 0
1999-07-04 | 3:00 | 62.6 | 0 | 0 | 0 | 0 | 0 | 0 | 0 | 0 | 0 | 0 | 0 | 0 | 0
1999-07-04 | 4:00 | 62.6 | 0 | 0 | 0 | 0 | 0 | 0 | 0 | 0 | 0 | 0 | 0 | 0 | 0
1999-07-04 | 5:00 | 60.8 | 0 | 0 | 0 | 0 | 0 | 0 | 0 | 0 | 0 | 0 | 0 | 0 | 0
1999-07-04 | 6:00 | 62.6 | 0 | 0 | 0 | 0 | 0 | 0 | 0 | 0 | 0 | 0 | 0 | 0 | 0
1999-07-04 | 7:00 | 62.6 | 262139.2482 | 262.1392 | 115812.6966 | 115.8127 | 115.8127 | 0 | 33.0893 | 0 | 83.716 | 178.4232 | 178.4232 | 0 | 0
1999-07-04 | 8:00 | 62.6 | 273684.0443 | 273.684 | 60042.7533 | 60.0428 | 60.0428 | 0 | 17.1551 | 0 | 43.4023 | 230.2817 | 230.2817 | 0 | 0
1999-07-04 | 9:00 | 64.4 | 376518.1288 | 376.5181 | 9722.7398 | 9.7227 | 9.7227 | 0 | 2.7779 | 0 | 7.0282 | 369.49 | 369.49 | 0 | 0
1999-07-04 | 10:00 | 69.8 | 494655.9624 | 494.656 | 6707.3126 | 6.7073 | 6.7073 | 0 | 1.9164 | 0 | 4.8484 | 489.8075 | 489.8075 | 0 | 0
1999-07-04 | 11:00 | 75.2 | 650087.4835 | 650.0875 | 4811.4336 | 4.8114 | 4.8114 | 0 | 1.3747 | 0 | 3.478 | 646.6095 | 646.6095 | 0 | 0
1999-07-04 | 12:00 | 78.8 | 696095.5043 | 696.0955 | 10198.276 | 10.1983 | 10.1983 | 0 | 2.9138 | 0 | 7.3719 | 688.7236 | 688.7236 | 0 | 0
1999-07-04 | 13:00 | 84.2 | 855144.9585 | 855.145 | 15560.0261 | 15.56 | 15.56 | 0 | 4.4457 | 0 | 11.2477 | 843.8973 | 843.8973 | 0 | 0
1999-07-04 | 14:00 | 87.8 | 1236635.8667 | 1236.6359 | 5804.0994 | 5.8041 | 5.8041 | 0 | 1.6583 | 0 | 4.1955 | 1232.4403 | 1232.4403 | 0 | 0
1999-07-04 | 15:00 | 87.8 | 1290561.4289 | 1290.5614 | 3044.7608 | 3.0448 | 3.0448 | 0 | 0.86993 | 0 | 2.2009 | 1288.3605 | 1288.3605 | 0 | 0
1999-07-04 | 16:00 | 84.2 | 1336995.5954 | 1336.9956 | 3457.4773 | 3.4575 | 3.4575 | 0 | 0.98785 | 0 | 2.4993 | 1334.4963 | 1334.4963 | 0 | 0
1999-07-04 | 17:00 | 82.4 | 1292309.0919 | 1292.3091 | 3745.5472 | 3.7455 | 3.7455 | 0 | 1.0702 | 0 | 2.7075 | 1289.6016 | 1289.6016 | 0 | 0
1999-07-04 | 18:00 | 78.8 | 854391.4326 | 854.3914 | 6521.3687 | 6.5214 | 6.5214 | 0 | 1.8632 | 0 | 4.714 | 849.6774 | 849.6774 | 0 | 0
1999-07-04 | 19:00 | 75.2 | 774263.2935 | 774.2633 | 3503.2447 | 3.5032 | 3.5032 | 0 | 1.0009 | 0 | 2.5323 | 771.7309 | 771.7309 | 0 | 0
1999-07-04 | 20:00 | 71.6 | 584944.7983 | 584.9448 | 19161.3522 | 19.1614 | 19.1614 | 0 | 5.4747 | 0 | 13.8509 | 571.0939 | 571.0939 | 0 | 0
1999-07-04 | 21:00 | 69.8 | 431351.3238 | 431.3513 | 48057.1661 | 48.0572 | 48.0572 | 0 | 13.7306 | 0 | 34.7385 | 396.6129 | 396.6129 | 0 | 0
1999-07-04 | 22:00 | 66.2 | 372359.3101 | 372.3593 | 81985.432 | 81.9854 | 81.9854 | 0 | 23.4244 | 0 | 59.2638 | 313.0956 | 313.0956 | 0 | 0
1999-07-04 | 23:00 | 66.2 | 0 | 0 | 0 | 0 | 0 | 0 | 0 | 0 | 0 | 0 | 0 | 0 | 0
1999-07-04 | 24:00 | 64.4 | 0 | 0 | 0 | 0 | 0 | 0 | 0 | 0 | 0 | 0 | 0 | 0 | 0
1999-07-05 | 1:00 | 62.6 | 0 | 0 | 0 | 0 | 0 | 0 | 0 | 0 | 0 | 0 | 0 | 0 | 0
1999-07-05 | 2:00 | 62.6 | 0 | 0 | 0 | 0 | 0 | 0 | 0 | 0 | 0 | 0 | 0 | 0 | 0
1999-07-05 | 3:00 | 60.8 | 0 | 0 | 0 | 0 | 0 | 0 | 0 | 0 | 0 | 0 | 0 | 0 | 0
1999-07-05 | 4:00 | 59 | 0 | 0 | 0 | 0 | 0 | 0 | 0 | 0 | 0 | 0 | 0 | 0 | 0
1999-07-05 | 5:00 | 59 | 0 | 0 | 0 | 0 | 0 | 0 | 0 | 0 | 0 | 0 | 0 | 0 | 0
1999-07-05 | 6:00 | 62.6 | 0 | 0 | 0 | 0 | 0 | 0 | 0 | 0 | 0 | 0 | 0 | 0 | 0
1999-07-05 | 7:00 | 69.8 | 364314.0537 | 364.3141 | 96331.6953 | 96.3317 | 96.3317 | 0 | 27.5233 | 0 | 69.6341 | 294.68 | 294.68 | 0 | 0
1999-07-05 | 8:00 | 73.4 | 552770.4709 | 552.7705 | 47568.8757 | 47.5689 | 47.5689 | 0 | 13.5911 | 0 | 34.3855 | 518.385 | 518.385 | 0 | 0
1999-07-05 | 9:00 | 78.8 | 857939.4823 | 857.9395 | 5284.4006 | 5.2844 | 5.2844 | 0 | 1.5098 | 0 | 3.8199 | 854.1196 | 854.1196 | 0 | 0
1999-07-05 | 10:00 | 84.2 | 1081068.8471 | 1081.0688 | 2605.2663 | 2.6053 | 2.6053 | 0 | 0.74436 | 0 | 1.8832 | 1079.1856 | 1079.1856 | 0 | 0
1999-07-05 | 11:00 | 89.6 | 1264618.7567 | 1264.6188 | 2198.0915 | 2.1981 | 2.1981 | 0 | 0.62803 | 0 | 1.5889 | 1263.0299 | 1263.0299 | 0 | 0
1999-07-05 | 12:00 | 93.2 | 1233459.2398 | 1233.4592 | 3508.9802 | 3.509 | 3.509 | 0 | 1.0026 | 0 | 2.5365 | 1230.9227 | 1230.9227 | 0 | 0
1999-07-05 | 13:00 | 96.8 | 1368377.1896 | 1368.3772 | 8128.572 | 8.1286 | 8.1286 | 0 | 2.3224 | 0 | 5.8758 | 1362.5014 | 1362.5014 | 0 | 0
1999-07-05 | 14:00 | 95 | 1501404.8031 | 1501.4048 | 2992.3978 | 2.9924 | 2.9924 | 0 | 0.85497 | 0 | 2.1631 | 1499.2417 | 1499.2417 | 0 | 0
1999-07-05 | 15:00 | 91.4 | 1439978.5025 | 1439.9785 | 1135.8811 | 1.1359 | 1.1359 | 0 | 0.32454 | 0 | 0.82108 | 1439.1574 | 1439.1574 | 0 | 0
1999-07-05 | 16:00 | 89.6 | 1359936.6549 | 1359.9367 | 1021.0704 | 1.0211 | 1.0211 | 0 | 0.29173 | 0 | 0.73809 | 1359.1986 | 1359.1986 | 0 | 0
1999-07-05 | 17:00 | 87.8 | 1301826.2564 | 1301.8263 | 1808.1574 | 1.8082 | 1.8082 | 0 | 0.51662 | 0 | 1.307 | 1300.5192 | 1300.5192 | 0 | 0
1999-07-05 | 18:00 | 84.2 | 1105971.9358 | 1105.9719 | 22981.6504 | 22.9817 | 22.9817 | 0 | 6.5662 | 0 | 16.6125 | 1089.3595 | 1089.3595 | 0 | 0
1999-07-05 | 19:00 | 82.4 | 993324.6813 | 993.3247 | 4487.2257 | 4.4872 | 4.4872 | 0 | 1.2821 | 0 | 3.2436 | 990.0811 | 990.0811 | 0 | 0
1999-07-05 | 20:00 | 78.8 | 710641.4188 | 710.6414 | 11758.7044 | 11.7587 | 11.7587 | 0 | 3.3596 | 0 | 8.4999 | 702.1416 | 702.1416 | 0 | 0
1999-07-05 | 21:00 | 75.2 | 577504.9153 | 577.5049 | 40826.7495 | 40.8267 | 40.8267 | 0 | 11.6648 | 0 | 29.5119 | 547.993 | 547.993 | 0 | 0
1999-07-05 | 22:00 | 71.6 | 480478.7183 | 480.4787 | 74590.746 | 74.5907 | 74.5907 | 0 | 21.3116 | 0 | 53.9185 | 426.5603 | 426.5603 | 0 | 0
1999-07-05 | 23:00 | 69.8 | 0 | 0 | 0 | 0 | 0 | 0 | 0 | 0 | 0 | 0 | 0 | 0 | 0
1999-07-05 | 24:00 | 69.8 | 0 | 0 | 0 | 0 | 0 | 0 | 0 | 0 | 0 | 0 | 0 | 0 | 0
1999-07-06 | 1:00 | 66.2 | 0 | 0 | 0 | 0 | 0 | 0 | 0 | 0 | 0 | 0 | 0 | 0 | 0
1999-07-06 | 2:00 | 66.2 | 0 | 0 | 0 | 0 | 0 | 0 | 0 | 0 | 0 | 0 | 0 | 0 | 0
1999-07-06 | 3:00 | 64.4 | 0 | 0 | 0 | 0 | 0 | 0 | 0 | 0 | 0 | 0 | 0 | 0 | 0
1999-07-06 | 4:00 | 64.4 | 0 | 0 | 0 | 0 | 0 | 0 | 0 | 0 | 0 | 0 | 0 | 0 | 0
1999-07-06 | 5:00 | 64.4 | 0 | 0 | 0 | 0 | 0 | 0 | 0 | 0 | 0 | 0 | 0 | 0 | 0
1999-07-06 | 6:00 | 64.4 | 0 | 0 | 0 | 0 | 0 | 0 | 0 | 0 | 0 | 0 | 0 | 0 | 0
1999-07-06 | 7:00 | 69.8 | 519760.6315 | 519.7606 | 87774.7832 | 87.7748 | 87.7748 | 0 | 25.0785 | 0 | 63.4486 | 456.312 | 456.312 | 0 | 0
1999-07-06 | 8:00 | 75.2 | 685608.9845 | 685.609 | 42084.2654 | 42.0843 | 42.0843 | 0 | 12.0241 | 0 | 30.4209 | 655.1881 | 655.1881 | 0 | 0
1999-07-06 | 9:00 | 78.8 | 1067070.5705 | 1067.0706 | 3121.9791 | 3.122 | 3.122 | 0 | 0.89199 | 0 | 2.2567 | 1064.8138 | 1064.8138 | 0 | 0
1999-07-06 | 10:00 | 84.2 | 1261018.0865 | 1261.0181 | 1534.7811 | 1.5348 | 1.5348 | 0 | 0.43851 | 0 | 1.1094 | 1259.9087 | 1259.9087 | 0 | 0
1999-07-06 | 11:00 | 87.8 | 1502467.8146 | 1502.4678 | 1288.1246 | 1.2881 | 1.2881 | 0 | 0.36804 | 0 | 0.93113 | 1501.5367 | 1501.5367 | 0 | 0
1999-07-06 | 12:00 | 91.4 | 1565141.3833 | 1565.1414 | 2738.0396 | 2.738 | 2.738 | 0 | 0.7823 | 0 | 1.9792 | 1563.1622 | 1563.1622 | 0 | 0
1999-07-06 | 13:00 | 93.2 | 1455965.0578 | 1455.9651 | 8491.8458 | 8.4918 | 8.4918 | 0 | 2.4262 | 0 | 6.1384 | 1449.8267 | 1449.8267 | 0 | 0
1999-07-06 | 14:00 | 93.2 | 1516536.0327 | 1516.536 | 2409.3964 | 2.4094 | 2.4094 | 0 | 0.6884 | 0 | 1.7416 | 1514.7944 | 1514.7944 | 0 | 0
1999-07-06 | 15:00 | 91.4 | 1494001.5999 | 1494.0016 | 636.2762 | 0.63628 | 0.63628 | 0 | 0.18179 | 0 | 0.45994 | 1493.5417 | 1493.5417 | 0 | 0
1999-07-06 | 16:00 | 87.8 | 1349460.5189 | 1349.4605 | 1198.3769 | 1.1984 | 1.1984 | 0 | 0.34239 | 0 | 0.86626 | 1348.5943 | 1348.5943 | 0 | 0
1999-07-06 | 17:00 | 84.2 | 1241449.5127 | 1241.4495 | 2236.0249 | 2.236 | 2.236 | 0 | 0.63886 | 0 | 1.6163 | 1239.8332 | 1239.8332 | 0 | 0
1999-07-06 | 18:00 | 82.4 | 1095093.1914 | 1095.0932 | 19803.6046 | 19.8036 | 19.8036 | 0 | 5.6582 | 0 | 14.3152 | 1080.778 | 1080.778 | 0 | 0
1999-07-06 | 19:00 | 75.2 | 874100.844 | 874.1008 | 1229.7287 | 1.2297 | 1.2297 | 0 | 0.35135 | 0 | 0.88892 | 873.2119 | 873.2119 | 0 | 0
1999-07-06 | 20:00 | 73.4 | 716845.1893 | 716.8452 | 11842.9825 | 11.843 | 11.843 | 0 | 3.3837 | 0 | 8.5608 | 708.2844 | 708.2844 | 0 | 0
1999-07-06 | 21:00 | 69.8 | 541228.7485 | 541.2287 | 40731.1268 | 40.7311 | 40.7311 | 0 | 11.6375 | 0 | 29.4428 | 511.786 | 511.786 | 0 | 0
1999-07-06 | 22:00 | 68 | 513243.1391 | 513.2431 | 75310.1039 | 75.3101 | 75.3101 | 0 | 21.5172 | 0 | 54.4384 | 458.8047 | 458.8047 | 0 | 0
1999-07-06 | 23:00 | 66.2 | 0 | 0 | 0 | 0 | 0 | 0 | 0 | 0 | 0 | 0 | 0 | 0 | 0
1999-07-06 | 24:00 | 64.4 | 0 | 0 | 0 | 0 | 0 | 0 | 0 | 0 | 0 | 0 | 0 | 0 | 0
1999-07-07 | 1:00 | 62.6 | 0 | 0 | 0 | 0 | 0 | 0 | 0 | 0 | 0 | 0 | 0 | 0 | 0
1999-07-07 | 2:00 | 62.6 | 0 | 0 | 0 | 0 | 0 | 0 | 0 | 0 | 0 | 0 | 0 | 0 | 0
1999-07-07 | 3:00 | 62.6 | 0 | 0 | 0 | 0 | 0 | 0 | 0 | 0 | 0 | 0 | 0 | 0 | 0
1999-07-07 | 4:00 | 62.6 | 0 | 0 | 0 | 0 | 0 | 0 | 0 | 0 | 0 | 0 | 0 | 0 | 0
1999-07-07 | 5:00 | 62.6 | 0 | 0 | 0 | 0 | 0 | 0 | 0 | 0 | 0 | 0 | 0 | 0 | 0
1999-07-07 | 6:00 | 64.4 | 0 | 0 | 0 | 0 | 0 | 0 | 0 | 0 | 0 | 0 | 0 | 0 | 0
1999-07-07 | 7:00 | 69.8 | 600605.9655 | 600.606 | 88655.1049 | 88.6551 | 88.6551 | 0 | 25.33 | 0 | 64.085 | 536.521 | 536.521 | 0 | 0
1999-07-07 | 8:00 | 73.4 | 699916.5744 | 699.9166 | 42443.796 | 42.4438 | 42.4438 | 0 | 12.1268 | 0 | 30.6808 | 669.2358 | 669.2358 | 0 | 0
1999-07-07 | 9:00 | 78.8 | 1142918.6166 | 1142.9186 | 3085.4718 | 3.0855 | 3.0855 | 0 | 0.88156 | 0 | 2.2304 | 1140.6883 | 1140.6883 | 0 | 0
1999-07-07 | 10:00 | 82.4 | 1410819.7549 | 1410.8198 | 1287.3355 | 1.2873 | 1.2873 | 0 | 0.36781 | 0 | 0.93056 | 1409.8892 | 1409.8892 | 0 | 0
1999-07-07 | 11:00 | 82.4 | 1616409.2577 | 1616.4093 | 1059.3279 | 1.0593 | 1.0593 | 0 | 0.30267 | 0 | 0.76574 | 1615.6435 | 1615.6435 | 0 | 0
1999-07-07 | 12:00 | 87.8 | 1655984.4951 | 1655.9845 | 2585.5211 | 2.5855 | 2.5855 | 0 | 0.73872 | 0 | 1.869 | 1654.1155 | 1654.1155 | 0 | 0
1999-07-07 | 13:00 | 87.8 | 1557125.5223 | 1557.1255 | 7393.1665 | 7.3932 | 7.3932 | 0 | 2.1123 | 0 | 5.3442 | 1551.7813 | 1551.7813 | 0 | 0
1999-07-07 | 14:00 | 89.6 | 1658554.8159 | 1658.5548 | 2025.7469 | 2.0257 | 2.0257 | 0 | 0.57878 | 0 | 1.4643 | 1657.0905 | 1657.0905 | 0 | 0
1999-07-07 | 15:00 | 87.8 | 1771807.3649 | 1771.8074 | 425.7501 | 0.42575 | 0.42575 | 0 | 0.12164 | 0 | 0.30776 | 1771.4996 | 1771.4996 | 0 | 0
1999-07-07 | 16:00 | 87.8 | 1755041.7072 | 1755.0417 | 369.9851 | 0.36999 | 0.36999 | 0 | 0.10571 | 0 | 0.26745 | 1754.7743 | 1754.7743 | 0 | 0
1999-07-07 | 17:00 | 84.2 | 1941666.7987 | 1941.6668 | 249.3118 | 0.24931 | 0.24931 | 0 | 0.071232 | 0 | 0.18022 | 1941.4866 | 1941.4866 | 0 | 0
1999-07-07 | 18:00 | 82.4 | 1581634.5172 | 1581.6345 | 14703.1769 | 14.7032 | 14.7032 | 0 | 4.2009 | 0 | 10.6283 | 1571.0062 | 1571.0062 | 0 | 0
1999-07-07 | 19:00 | 78.44 | 879003.7487 | 879.0037 | 913.0154 | 0.91302 | 0.91302 | 0 | 0.26086 | 0 | 0.65998 | 878.3438 | 878.3438 | 0 | 0
1999-07-07 | 20:00 | 75.2 | 624603.4278 | 624.6034 | 10794.1414 | 10.7941 | 10.7941 | 0 | 3.084 | 0 | 7.8026 | 616.8008 | 616.8008 | 0 | 0
1999-07-07 | 21:00 | 73.4 | 445852.7324 | 445.8527 | 39772.9322 | 39.7729 | 39.7729 | 0 | 11.3637 | 0 | 28.7501 | 417.1026 | 417.1026 | 0 | 0
1999-07-07 | 22:00 | 73.4 | 411790.6208 | 411.7906 | 72358.0433 | 72.358 | 72.358 | 0 | 20.6737 | 0 | 52.3045 | 359.4861 | 359.4861 | 0 | 0
1999-07-07 | 23:00 | 73.4 | 0 | 0 | 0 | 0 | 0 | 0 | 0 | 0 | 0 | 0 | 0 | 0 | 0
1999-07-07 | 24:00 | 71.6 | 0 | 0 | 0 | 0 | 0 | 0 | 0 | 0 | 0 | 0 | 0 | 0 | 0
1999-07-08 | 1:00 | 71.6 | 0 | 0 | 0 | 0 | 0 | 0 | 0 | 0 | 0 | 0 | 0 | 0 | 0
1999-07-08 | 2:00 | 71.6 | 0 | 0 | 0 | 0 | 0 | 0 | 0 | 0 | 0 | 0 | 0 | 0 | 0
1999-07-08 | 3:00 | 71.6 | 0 | 0 | 0 | 0 | 0 | 0 | 0 | 0 | 0 | 0 | 0 | 0 | 0
1999-07-08 | 4:00 | 71.6 | 0 | 0 | 0 | 0 | 0 | 0 | 0 | 0 | 0 | 0 | 0 | 0 | 0
1999-07-08 | 5:00 | 69.8 | 0 | 0 | 0 | 0 | 0 | 0 | 0 | 0 | 0 | 0 | 0 | 0 | 0
1999-07-08 | 6:00 | 69.8 | 0 | 0 | 0 | 0 | 0 | 0 | 0 | 0 | 0 | 0 | 0 | 0 | 0
1999-07-08 | 7:00 | 71.6 | 531977.1776 | 531.9772 | 90312.9483 | 90.3129 | 90.3129 | 0 | 25.8037 | 0 | 65.2834 | 466.6938 | 466.6938 | 0 | 0
1999-07-08 | 8:00 | 73.4 | 571527.544 | 571.5275 | 67147.0476 | 67.147 | 67.147 | 0 | 19.1849 | 0 | 48.5377 | 522.9898 | 522.9898 | 0 | 0
1999-07-08 | 9:00 | 73.4 | 668467.6003 | 668.4676 | 49751.1592 | 49.7512 | 49.7512 | 0 | 14.2146 | 0 | 35.963 | 632.5046 | 632.5046 | 0 | 0
1999-07-08 | 10:00 | 71.6 | 773180.1543 | 773.1802 | 36400.4999 | 36.4005 | 36.4005 | 0 | 10.4001 | 0 | 26.3124 | 746.8678 | 746.8678 | 0 | 0
1999-07-08 | 11:00 | 71.6 | 776751.4893 | 776.7515 | 37421.9111 | 37.4219 | 37.4219 | 0 | 10.692 | 0 | 27.0507 | 749.7008 | 749.7008 | 0 | 0
1999-07-08 | 12:00 | 71.6 | 774296.2505 | 774.2963 | 40271.7131 | 40.2717 | 40.2717 | 0 | 11.5062 | 0 | 29.1107 | 745.1856 | 745.1856 | 0 | 0
1999-07-08 | 13:00 | 71.6 | 862567.1198 | 862.5671 | 41692.9606 | 41.693 | 41.693 | 0 | 11.9123 | 0 | 30.1381 | 832.4291 | 832.4291 | 0 | 0
1999-07-08 | 14:00 | 73.4 | 1225170.155 | 1225.1702 | 37334.5891 | 37.3346 | 37.3346 | 0 | 10.667 | 0 | 26.9876 | 1198.1826 | 1198.1826 | 0 | 0
1999-07-08 | 15:00 | 73.4 | 1420795.1059 | 1420.7951 | 31647.9421 | 31.6479 | 31.6479 | 0 | 9.0423 | 0 | 22.8769 | 1397.9182 | 1397.9182 | 0 | 0
1999-07-08 | 16:00 | 77 | 1349903.1847 | 1349.9032 | 46859.1327 | 46.8591 | 46.8591 | 0 | 13.3883 | 0 | 33.8725 | 1316.0307 | 1316.0307 | 0 | 0
1999-07-08 | 17:00 | 77 | 1295803.2635 | 1295.8033 | 90951.3242 | 90.9513 | 90.9513 | 0 | 25.9861 | 0 | 65.7448 | 1230.0584 | 1230.0584 | 0 | 0
1999-07-08 | 18:00 | 78.8 | 1172110.4378 | 1172.1104 | 95737.2105 | 95.7372 | 95.7372 | 0 | 27.3535 | 0 | 69.2043 | 1102.9061 | 1102.9061 | 0 | 0
1999-07-08 | 19:00 | 77 | 1044911.2632 | 1044.9113 | 5774.5736 | 5.7746 | 5.7746 | 0 | 1.6499 | 0 | 4.1742 | 1040.7371 | 1040.7371 | 0 | 0
1999-07-08 | 20:00 | 75.2 | 1018852.7729 | 1018.8528 | 18021.3871 | 18.0214 | 18.0214 | 0 | 5.149 | 0 | 13.0269 | 1005.8259 | 1005.8259 | 0 | 0
1999-07-08 | 21:00 | 75.2 | 1000619.5353 | 1000.6195 | 26335.5082 | 26.3355 | 26.3355 | 0 | 7.5244 | 0 | 19.0368 | 981.5827 | 981.5827 | 0 | 0
1999-07-08 | 22:00 | 73.4 | 1050436.3742 | 1050.4364 | 31621.2149 | 31.6212 | 31.6212 | 0 | 9.0346 | 0 | 22.8576 | 1027.5788 | 1027.5788 | 0 | 0
1999-07-08 | 23:00 | 73.4 | 0 | 0 | 0 | 0 | 0 | 0 | 0 | 0 | 0 | 0 | 0 | 0 | 0
1999-07-08 | 24:00 | 73.4 | 0 | 0 | 0 | 0 | 0 | 0 | 0 | 0 | 0 | 0 | 0 | 0 | 0
1999-07-09 | 1:00 | 71.6 | 0 | 0 | 0 | 0 | 0 | 0 | 0 | 0 | 0 | 0 | 0 | 0 | 0
1999-07-09 | 2:00 | 69.8 | 0 | 0 | 0 | 0 | 0 | 0 | 0 | 0 | 0 | 0 | 0 | 0 | 0
1999-07-09 | 3:00 | 69.8 | 0 | 0 | 0 | 0 | 0 | 0 | 0 | 0 | 0 | 0 | 0 | 0 | 0
1999-07-09 | 4:00 | 69.8 | 0 | 0 | 0 | 0 | 0 | 0 | 0 | 0 | 0 | 0 | 0 | 0 | 0
1999-07-09 | 5:00 | 69.8 | 0 | 0 | 0 | 0 | 0 | 0 | 0 | 0 | 0 | 0 | 0 | 0 | 0
1999-07-09 | 6:00 | 69.8 | 0 | 0 | 0 | 0 | 0 | 0 | 0 | 0 | 0 | 0 | 0 | 0 | 0
1999-07-09 | 7:00 | 71.6 | 761811.2519 | 761.8113 | 16111.8416 | 16.1118 | 16.1118 | 0 | 4.6034 | 0 | 11.6466 | 750.1647 | 750.1647 | 0 | 0
1999-07-09 | 8:00 | 75.2 | 704798.5799 | 704.7986 | 24379.6689 | 24.3797 | 24.3797 | 0 | 6.9656 | 0 | 17.623 | 687.1756 | 687.1756 | 0 | 0
1999-07-09 | 9:00 | 80.6 | 692679.6214 | 692.6796 | 24035.6519 | 24.0357 | 24.0357 | 0 | 6.8673 | 0 | 17.3743 | 675.3053 | 675.3053 | 0 | 0
1999-07-09 | 10:00 | 82.4 | 609227.6375 | 609.2276 | 22701.7962 | 22.7018 | 22.7018 | 0 | 6.4862 | 0 | 16.4102 | 592.8175 | 592.8175 | 0 | 0
1999-07-09 | 11:00 | 86 | 792565.3064 | 792.5653 | 19264.1952 | 19.2642 | 19.2642 | 0 | 5.5041 | 0 | 13.9253 | 778.64 | 778.64 | 0 | 0
1999-07-09 | 12:00 | 89.6 | 830213.0911 | 830.2131 | 19122.0543 | 19.1221 | 19.1221 | 0 | 5.4634 | 0 | 13.8225 | 816.3906 | 816.3906 | 0 | 0
1999-07-09 | 13:00 | 91.4 | 721975.2292 | 721.9752 | 35676.0113 | 35.676 | 35.676 | 0 | 10.1931 | 0 | 25.7887 | 696.1866 | 696.1866 | 0 | 0
1999-07-09 | 14:00 | 91.4 | 738642.3011 | 738.6423 | 31261.9442 | 31.2619 | 31.2619 | 0 | 8.932 | 0 | 22.5979 | 716.0444 | 716.0444 | 0 | 0
1999-07-09 | 15:00 | 91.4 | 744968.0036 | 744.968 | 24898.4102 | 24.8984 | 24.8984 | 0 | 7.1138 | 0 | 17.998 | 726.97 | 726.97 | 0 | 0
1999-07-09 | 16:00 | 91.4 | 749287.2338 | 749.2872 | 21329.2006 | 21.3292 | 21.3292 | 0 | 6.0941 | 0 | 15.418 | 733.8693 | 733.8693 | 0 | 0
1999-07-09 | 17:00 | 87.8 | 715314.1443 | 715.3141 | 22816.5453 | 22.8165 | 22.8165 | 0 | 6.519 | 0 | 16.4931 | 698.821 | 698.821 | 0 | 0
1999-07-09 | 18:00 | 84.2 | 636536.6932 | 636.5367 | 28750.7518 | 28.7508 | 28.7508 | 0 | 8.2145 | 0 | 20.7827 | 615.754 | 615.754 | 0 | 0
1999-07-09 | 19:00 | 80.6 | 543328.7262 | 543.3287 | 29089.019 | 29.089 | 29.089 | 0 | 8.3111 | 0 | 21.0272 | 522.3015 | 522.3015 | 0 | 0
1999-07-09 | 20:00 | 77 | 478036.5132 | 478.0365 | 30467.4475 | 30.4674 | 30.4674 | 0 | 8.705 | 0 | 22.0236 | 456.0129 | 456.0129 | 0 | 0
1999-07-09 | 21:00 | 73.4 | 430374.944 | 430.3749 | 35909.0518 | 35.9091 | 35.9091 | 0 | 10.2597 | 0 | 25.9571 | 404.4178 | 404.4178 | 0 | 0
1999-07-09 | 22:00 | 71.6 | 350355.5382 | 350.3555 | 40275.8413 | 40.2758 | 40.2758 | 0 | 11.5074 | 0 | 29.1137 | 321.2419 | 321.2419 | 0 | 0
1999-07-09 | 23:00 | 71.6 | 0 | 0 | 0 | 0 | 0 | 0 | 0 | 0 | 0 | 0 | 0 | 0 | 0
1999-07-09 | 24:00 | 73.4 | 0 | 0 | 0 | 0 | 0 | 0 | 0 | 0 | 0 | 0 | 0 | 0 | 0
1999-07-10 | 1:00 | 69.8 | 0 | 0 | 0 | 0 | 0 | 0 | 0 | 0 | 0 | 0 | 0 | 0 | 0
1999-07-10 | 2:00 | 69.8 | 0 | 0 | 0 | 0 | 0 | 0 | 0 | 0 | 0 | 0 | 0 | 0 | 0
1999-07-10 | 3:00 | 66.2 | 0 | 0 | 0 | 0 | 0 | 0 | 0 | 0 | 0 | 0 | 0 | 0 | 0
1999-07-10 | 4:00 | 66.2 | 0 | 0 | 0 | 0 | 0 | 0 | 0 | 0 | 0 | 0 | 0 | 0 | 0
1999-07-10 | 5:00 | 64.4 | 0 | 0 | 0 | 0 | 0 | 0 | 0 | 0 | 0 | 0 | 0 | 0 | 0
1999-07-10 | 6:00 | 69.8 | 0 | 0 | 0 | 0 | 0 | 0 | 0 | 0 | 0 | 0 | 0 | 0 | 0
1999-07-10 | 7:00 | 73.4 | 453121.5699 | 453.1216 | 111587.1598 | 111.5872 | 111.5872 | 0 | 31.882 | 0 | 80.6616 | 372.46 | 372.46 | 0 | 0
1999-07-10 | 8:00 | 77 | 491931.0167 | 491.931 | 52649.3539 | 52.6494 | 52.6494 | 0 | 15.0427 | 0 | 38.058 | 453.8731 | 453.8731 | 0 | 0
1999-07-10 | 9:00 | 82.4 | 751894.9443 | 751.8949 | 8370.6247 | 8.3706 | 8.3706 | 0 | 2.3916 | 0 | 6.0508 | 745.8442 | 745.8442 | 0 | 0
1999-07-10 | 10:00 | 87.8 | 1120898.6664 | 1120.8987 | 5063.7455 | 5.0637 | 5.0637 | 0 | 1.4468 | 0 | 3.6604 | 1117.2383 | 1117.2383 | 0 | 0
1999-07-10 | 11:00 | 89.6 | 1195320.44 | 1195.3204 | 3525.4003 | 3.5254 | 3.5254 | 0 | 1.0073 | 0 | 2.5484 | 1192.7721 | 1192.7721 | 0 | 0
1999-07-10 | 12:00 | 91.4 | 1361398.2834 | 1361.3983 | 8207.0359 | 8.207 | 8.207 | 0 | 2.3449 | 0 | 5.9325 | 1355.4658 | 1355.4658 | 0 | 0
1999-07-10 | 13:00 | 93.2 | 1394305.2472 | 1394.3052 | 14338.8723 | 14.3389 | 14.3389 | 0 | 4.0968 | 0 | 10.365 | 1383.9403 | 1383.9403 | 0 | 0
1999-07-10 | 14:00 | 93.2 | 1477431.287 | 1477.4313 | 5726.205 | 5.7262 | 5.7262 | 0 | 1.6361 | 0 | 4.1392 | 1473.2921 | 1473.2921 | 0 | 0
1999-07-10 | 15:00 | 93.2 | 1545589.0965 | 1545.5891 | 2877.2283 | 2.8772 | 2.8772 | 0 | 0.82207 | 0 | 2.0798 | 1543.5093 | 1543.5093 | 0 | 0
1999-07-10 | 16:00 | 91.4 | 1549568.7988 | 1549.5688 | 4070.4575 | 4.0705 | 4.0705 | 0 | 1.163 | 0 | 2.9424 | 1546.6264 | 1546.6264 | 0 | 0
1999-07-10 | 17:00 | 89.6 | 1508136.152 | 1508.1362 | 4583.4195 | 4.5834 | 4.5834 | 0 | 1.3095 | 0 | 3.3132 | 1504.823 | 1504.823 | 0 | 0
1999-07-10 | 18:00 | 84.2 | 1242953.6918 | 1242.9537 | 27073.2748 | 27.0733 | 27.0733 | 0 | 7.7352 | 0 | 19.5701 | 1223.3836 | 1223.3836 | 0 | 0
1999-07-10 | 19:00 | 80.6 | 900660.0276 | 900.66 | 4233.5535 | 4.2336 | 4.2336 | 0 | 1.2096 | 0 | 3.0603 | 897.5998 | 897.5998 | 0 | 0
1999-07-10 | 20:00 | 78.8 | 720010.94 | 720.0109 | 14664.1641 | 14.6642 | 14.6642 | 0 | 4.1898 | 0 | 10.6001 | 709.4108 | 709.4108 | 0 | 0
1999-07-10 | 21:00 | 75.2 | 581704.5658 | 581.7046 | 42059.2872 | 42.0593 | 42.0593 | 0 | 12.0169 | 0 | 30.4029 | 551.3017 | 551.3017 | 0 | 0
1999-07-10 | 22:00 | 75.2 | 565918.2225 | 565.9182 | 77866.1068 | 77.8661 | 77.8661 | 0 | 22.2475 | 0 | 56.2861 | 509.6322 | 509.6322 | 0 | 0
1999-07-10 | 23:00 | 75.2 | 0 | 0 | 0 | 0 | 0 | 0 | 0 | 0 | 0 | 0 | 0 | 0 | 0
1999-07-10 | 24:00 | 71.6 | 0 | 0 | 0 | 0 | 0 | 0 | 0 | 0 | 0 | 0 | 0 | 0 | 0
1999-07-11 | 1:00 | 71.6 | 0 | 0 | 0 | 0 | 0 | 0 | 0 | 0 | 0 | 0 | 0 | 0 | 0
1999-07-11 | 2:00 | 71.6 | 0 | 0 | 0 | 0 | 0 | 0 | 0 | 0 | 0 | 0 | 0 | 0 | 0
1999-07-11 | 3:00 | 69.8 | 0 | 0 | 0 | 0 | 0 | 0 | 0 | 0 | 0 | 0 | 0 | 0 | 0
1999-07-11 | 4:00 | 69.8 | 0 | 0 | 0 | 0 | 0 | 0 | 0 | 0 | 0 | 0 | 0 | 0 | 0
1999-07-11 | 5:00 | 69.8 | 0 | 0 | 0 | 0 | 0 | 0 | 0 | 0 | 0 | 0 | 0 | 0 | 0
1999-07-11 | 6:00 | 71.6 | 0 | 0 | 0 | 0 | 0 | 0 | 0 | 0 | 0 | 0 | 0 | 0 | 0
1999-07-11 | 7:00 | 77 | 723454.1191 | 723.4541 | 84212.1667 | 84.2122 | 84.2122 | 0 | 24.0606 | 0 | 60.8734 | 662.5808 | 662.5808 | 0 | 0
1999-07-11 | 8:00 | 80.6 | 726789.4563 | 726.7895 | 39821.5836 | 39.8216 | 39.8216 | 0 | 11.3776 | 0 | 28.7853 | 698.0041 | 698.0041 | 0 | 0
1999-07-11 | 9:00 | 84.2 | 1203821.5667 | 1203.8216 | 2786.1299 | 2.7861 | 2.7861 | 0 | 0.79604 | 0 | 2.014 | 1201.8076 | 1201.8076 | 0 | 0
1999-07-11 | 10:00 | 87.8 | 1473285.5545 | 1473.2856 | 2202.1921 | 2.2022 | 2.2022 | 0 | 0.6292 | 0 | 1.5919 | 1471.6937 | 1471.6937 | 0 | 0
1999-07-11 | 11:00 | 93.2 | 1672118.8585 | 1672.1189 | 1965.2126 | 1.9652 | 1.9652 | 0 | 0.56149 | 0 | 1.4206 | 1670.6983 | 1670.6983 | 0 | 0
1999-07-11 | 12:00 | 96.8 | 1855463.255 | 1855.4633 | 2820.1089 | 2.8201 | 2.8201 | 0 | 0.80575 | 0 | 2.0385 | 1853.4247 | 1853.4247 | 0 | 0
1999-07-11 | 13:00 | 98.6 | 1948894.7011 | 1948.8947 | 4844.9353 | 4.8449 | 4.8449 | 0 | 1.3843 | 0 | 3.5022 | 1945.3925 | 1945.3925 | 0 | 0
1999-07-11 | 14:00 | 100.4 | 1948894.7011 | 1948.8947 | 536.5779 | 0.53658 | 0.53658 | 0 | 0.15331 | 0 | 0.38787 | 1948.5068 | 1948.5068 | 0 | 0
1999-07-11 | 15:00 | 100.4 | 1948894.7011 | 1948.8947 | 336.0671 | 0.33607 | 0.33607 | 0 | 0.096019 | 0 | 0.24293 | 1948.6518 | 1948.6518 | 0 | 0
1999-07-11 | 16:00 | 98.6 | 1948894.7011 | 1948.8947 | 270.2385 | 0.27024 | 0.27024 | 0 | 0.077211 | 0 | 0.19534 | 1948.6994 | 1948.6994 | 0 | 0
1999-07-11 | 17:00 | 98.6 | 1948894.7011 | 1948.8947 | 234.0018 | 0.234 | 0.234 | 0 | 0.066858 | 0 | 0.16915 | 1948.7256 | 1948.7256 | 0 | 0
1999-07-11 | 18:00 | 93.2 | 1880446.067 | 1880.4461 | 14687.2218 | 14.6872 | 14.6872 | 0 | 4.1963 | 0 | 10.6168 | 1869.8293 | 1869.8293 | 0 | 0
1999-07-11 | 19:00 | 87.8 | 1807423.4405 | 1807.4234 | 3346.0235 | 3.346 | 3.346 | 0 | 0.95601 | 0 | 2.4187 | 1805.0047 | 1805.0047 | 0 | 0
1999-07-11 | 20:00 | 86 | 1641171.9419 | 1641.1719 | 13886.9159 | 13.8869 | 13.8869 | 0 | 3.9677 | 0 | 10.0383 | 1631.1337 | 1631.1337 | 0 | 0
1999-07-11 | 21:00 | 84.2 | 1373300.2433 | 1373.3002 | 60075.3101 | 60.0753 | 60.0753 | 0 | 17.1644 | 0 | 43.4259 | 1329.8744 | 1329.8744 | 0 | 0
1999-07-11 | 22:00 | 82.4 | 1151033.537 | 1151.0335 | 141844.4289 | 141.8444 | 141.8444 | 0 | 38.3363 | 0 | 96.9909 | 1054.0426 | 1054.0426 | 0 | 0
1999-07-11 | 23:00 | 80.6 | 0 | 0 | 0 | 0 | 0 | 0 | 0 | 0 | 0 | 0 | 0 | 0 | 0
1999-07-11 | 24:00 | 75.2 | 0 | 0 | 0 | 0 | 0 | 0 | 0 | 0 | 0 | 0 | 0 | 0 | 0
1999-07-12 | 1:00 | 75.2 | 0 | 0 | 0 | 0 | 0 | 0 | 0 | 0 | 0 | 0 | 0 | 0 | 0
1999-07-12 | 2:00 | 73.4 | 0 | 0 | 0 | 0 | 0 | 0 | 0 | 0 | 0 | 0 | 0 | 0 | 0
1999-07-12 | 3:00 | 71.6 | 0 | 0 | 0 | 0 | 0 | 0 | 0 | 0 | 0 | 0 | 0 | 0 | 0
1999-07-12 | 4:00 | 71.6 | 0 | 0 | 0 | 0 | 0 | 0 | 0 | 0 | 0 | 0 | 0 | 0 | 0
1999-07-12 | 5:00 | 71.6 | 0 | 0 | 0 | 0 | 0 | 0 | 0 | 0 | 0 | 0 | 0 | 0 | 0
1999-07-12 | 6:00 | 73.4 | 0 | 0 | 0 | 0 | 0 | 0 | 0 | 0 | 0 | 0 | 0 | 0 | 0
1999-07-12 | 7:00 | 80.6 | 1004302.2863 | 1004.3023 | 74674.8636 | 74.6749 | 74.6749 | 0 | 21.3357 | 0 | 53.9793 | 950.323 | 950.323 | 0 | 0
1999-07-12 | 8:00 | 84.2 | 1352597.0134 | 1352.597 | 40596.1826 | 40.5962 | 40.5962 | 0 | 11.5989 | 0 | 29.3452 | 1323.2518 | 1323.2518 | 0 | 0
1999-07-12 | 9:00 | 91.4 | 1921300.5596 | 1921.3006 | 1485.3147 | 1.4853 | 1.4853 | 0 | 0.42438 | 0 | 1.0737 | 1920.2269 | 1920.2269 | 0 | 0
1999-07-12 | 10:00 | 95 | 1948894.7011 | 1948.8947 | 494.3573 | 0.49436 | 0.49436 | 0 | 0.14124 | 0 | 0.35735 | 1948.5374 | 1948.5374 | 0 | 0
1999-07-12 | 11:00 | 100.4 | 1948894.7011 | 1948.8947 | 330.8972 | 0.3309 | 0.3309 | 0 | 0.094542 | 0 | 0.23919 | 1948.6555 | 1948.6555 | 0 | 0
1999-07-12 | 12:00 | 102.2 | 1948894.7011 | 1948.8947 | 300.6359 | 0.30064 | 0.30064 | 0 | 0.085896 | 0 | 0.21732 | 1948.6774 | 1948.6774 | 0 | 0
1999-07-12 | 13:00 | 102.2 | 1948894.7011 | 1948.8947 | 738.995 | 0.739 | 0.739 | 0 | 0.21114 | 0 | 0.53419 | 1948.3605 | 1948.3605 | 0 | 0
1999-07-12 | 14:00 | 102.2 | 1948894.7011 | 1948.8947 | 286.4882 | 0.28649 | 0.28649 | 0 | 0.081854 | 0 | 0.20709 | 1948.6876 | 1948.6876 | 0 | 0
1999-07-12 | 15:00 | 102.2 | 1948894.7011 | 1948.8947 | 174.7912 | 0.17479 | 0.17479 | 0 | 0.04994 | 0 | 0.12635 | 1948.7684 | 1948.7684 | 0 | 0
1999-07-12 | 16:00 | 100.4 | 1948894.7011 | 1948.8947 | 138.7763 | 0.13878 | 0.13878 | 0 | 0.03965 | 0 | 0.10032 | 1948.7944 | 1948.7944 | 0 | 0
1999-07-12 | 17:00 | 96.8 | 1948894.7011 | 1948.8947 | 145.9423 | 0.14594 | 0.14594 | 0 | 0.041698 | 0 | 0.1055 | 1948.7892 | 1948.7892 | 0 | 0
1999-07-12 | 18:00 | 91.4 | 1921117.7386 | 1921.1177 | 12151.3436 | 12.1513 | 12.1513 | 0 | 3.4718 | 0 | 8.7837 | 1912.3341 | 1912.3341 | 0 | 0
1999-07-12 | 19:00 | 87.8 | 1694114.2318 | 1694.1142 | 2496.9986 | 2.497 | 2.497 | 0 | 0.71343 | 0 | 1.805 | 1692.3093 | 1692.3093 | 0 | 0
1999-07-12 | 20:00 | 84.2 | 1440491.5406 | 1440.4915 | 11391.1209 | 11.3911 | 11.3911 | 0 | 3.2546 | 0 | 8.2342 | 1432.2574 | 1432.2574 | 0 | 0
1999-07-12 | 21:00 | 82.4 | 1110756.0328 | 1110.756 | 46766.4458 | 46.7664 | 46.7664 | 0 | 13.3618 | 0 | 33.8055 | 1076.9506 | 1076.9506 | 0 | 0
1999-07-12 | 22:00 | 82.4 | 846568.6355 | 846.5686 | 65039.0341 | 65.039 | 65.039 | 0 | 18.5826 | 0 | 47.0139 | 799.5547 | 799.5547 | 0 | 0
1999-07-12 | 23:00 | 80.6 | 0 | 0 | 0 | 0 | 0 | 0 | 0 | 0 | 0 | 0 | 0 | 0 | 0
1999-07-12 | 24:00 | 78.8 | 0 | 0 | 0 | 0 | 0 | 0 | 0 | 0 | 0 | 0 | 0 | 0 | 0
1999-07-13 | 1:00 | 75.2 | 0 | 0 | 0 | 0 | 0 | 0 | 0 | 0 | 0 | 0 | 0 | 0 | 0
1999-07-13 | 2:00 | 75.2 | 0 | 0 | 0 | 0 | 0 | 0 | 0 | 0 | 0 | 0 | 0 | 0 | 0
1999-07-13 | 3:00 | 75.2 | 0 | 0 | 0 | 0 | 0 | 0 | 0 | 0 | 0 | 0 | 0 | 0 | 0
1999-07-13 | 4:00 | 73.4 | 0 | 0 | 0 | 0 | 0 | 0 | 0 | 0 | 0 | 0 | 0 | 0 | 0
1999-07-13 | 5:00 | 73.4 | 0 | 0 | 0 | 0 | 0 | 0 | 0 | 0 | 0 | 0 | 0 | 0 | 0
1999-07-13 | 6:00 | 75.2 | 0 | 0 | 0 | 0 | 0 | 0 | 0 | 0 | 0 | 0 | 0 | 0 | 0
1999-07-13 | 7:00 | 78.8 | 879167.544 | 879.1675 | 68238.021 | 68.238 | 68.238 | 0 | 19.4966 | 0 | 49.3263 | 829.8412 | 829.8412 | 0 | 0
1999-07-13 | 8:00 | 84.2 | 1169230.8761 | 1169.2309 | 34355.201 | 34.3552 | 34.3552 | 0 | 9.8158 | 0 | 24.8339 | 1144.397 | 1144.397 | 0 | 0
1999-07-13 | 9:00 | 89.6 | 1877437.2499 | 1877.4372 | 880.7262 | 0.88073 | 0.88073 | 0 | 0.25164 | 0 | 0.63664 | 1876.8006 | 1876.8006 | 0 | 0
1999-07-13 | 10:00 | 93.2 | 1948894.7011 | 1948.8947 | 350.0592 | 0.35006 | 0.35006 | 0 | 0.10002 | 0 | 0.25304 | 1948.6417 | 1948.6417 | 0 | 0
1999-07-13 | 11:00 | 96.8 | 1948894.7011 | 1948.8947 | 245.3971 | 0.2454 | 0.2454 | 0 | 0.070113 | 0 | 0.17739 | 1948.7173 | 1948.7173 | 0 | 0
1999-07-13 | 12:00 | 98.6 | 1948894.7011 | 1948.8947 | 223.3737 | 0.22337 | 0.22337 | 0 | 0.063821 | 0 | 0.16147 | 1948.7332 | 1948.7332 | 0 | 0
1999-07-13 | 13:00 | 98.6 | 1948894.7011 | 1948.8947 | 426.1031 | 0.4261 | 0.4261 | 0 | 0.12174 | 0 | 0.30801 | 1948.5867 | 1948.5867 | 0 | 0
1999-07-13 | 14:00 | 96.8 | 1948894.7011 | 1948.8947 | 250.0583 | 0.25006 | 0.25006 | 0 | 0.071445 | 0 | 0.18076 | 1948.7139 | 1948.7139 | 0 | 0
1999-07-13 | 15:00 | 96.8 | 1948894.7011 | 1948.8947 | 197.5314 | 0.19753 | 0.19753 | 0 | 0.056438 | 0 | 0.14279 | 1948.7519 | 1948.7519 | 0 | 0
1999-07-13 | 16:00 | 93.2 | 1948894.7011 | 1948.8947 | 241.2456 | 0.24125 | 0.24125 | 0 | 0.068927 | 0 | 0.17439 | 1948.7203 | 1948.7203 | 0 | 0
1999-07-13 | 17:00 | 91.4 | 1948894.7011 | 1948.8947 | 637.752 | 0.63775 | 0.63775 | 0 | 0.18221 | 0 | 0.461 | 1948.4337 | 1948.4337 | 0 | 0
1999-07-13 | 18:00 | 89.6 | 1706006.2884 | 1706.0063 | 15952.6802 | 15.9527 | 15.9527 | 0 | 4.5579 | 0 | 11.5315 | 1694.4748 | 1694.4748 | 0 | 0
1999-07-13 | 19:00 | 84.2 | 1520855.615 | 1520.8556 | 3222.7373 | 3.2227 | 3.2227 | 0 | 0.92078 | 0 | 2.3296 | 1518.526 | 1518.526 | 0 | 0
1999-07-13 | 20:00 | 80.6 | 1103162.303 | 1103.1623 | 7361.4062 | 7.3614 | 7.3614 | 0 | 2.1033 | 0 | 5.3212 | 1097.8411 | 1097.8411 | 0 | 0
1999-07-13 | 21:00 | 78.8 | 825328.7904 | 825.3288 | 29483.7209 | 29.4837 | 29.4837 | 0 | 8.4239 | 0 | 21.3125 | 804.0163 | 804.0163 | 0 | 0
1999-07-13 | 22:00 | 78.8 | 752015.1876 | 752.0152 | 64035.534 | 64.0355 | 64.0355 | 0 | 18.2959 | 0 | 46.2885 | 705.7266 | 705.7266 | 0 | 0
1999-07-13 | 23:00 | 77 | 0 | 0 | 0 | 0 | 0 | 0 | 0 | 0 | 0 | 0 | 0 | 0 | 0
1999-07-13 | 24:00 | 75.2 | 0 | 0 | 0 | 0 | 0 | 0 | 0 | 0 | 0 | 0 | 0 | 0 | 0
1999-07-14 | 1:00 | 73.4 | 0 | 0 | 0 | 0 | 0 | 0 | 0 | 0 | 0 | 0 | 0 | 0 | 0
1999-07-14 | 2:00 | 73.4 | 0 | 0 | 0 | 0 | 0 | 0 | 0 | 0 | 0 | 0 | 0 | 0 | 0
1999-07-14 | 3:00 | 71.6 | 0 | 0 | 0 | 0 | 0 | 0 | 0 | 0 | 0 | 0 | 0 | 0 | 0
1999-07-14 | 4:00 | 69.8 | 0 | 0 | 0 | 0 | 0 | 0 | 0 | 0 | 0 | 0 | 0 | 0 | 0
1999-07-14 | 5:00 | 69.8 | 0 | 0 | 0 | 0 | 0 | 0 | 0 | 0 | 0 | 0 | 0 | 0 | 0
1999-07-14 | 6:00 | 71.6 | 0 | 0 | 0 | 0 | 0 | 0 | 0 | 0 | 0 | 0 | 0 | 0 | 0
1999-07-14 | 7:00 | 74.84 | 825975.3522 | 825.9754 | 70762.371 | 70.7624 | 70.7624 | 0 | 20.2178 | 0 | 51.1511 | 774.8243 | 774.8243 | 0 | 0
1999-07-14 | 8:00 | 78.8 | 1002484.1833 | 1002.4842 | 31534.3768 | 31.5344 | 31.5344 | 0 | 9.0098 | 0 | 22.7948 | 979.6893 | 979.6893 | 0 | 0
1999-07-14 | 9:00 | 82.4 | 1505261.7255 | 1505.2617 | 645.9503 | 0.64595 | 0.64595 | 0 | 0.18456 | 0 | 0.46693 | 1504.7948 | 1504.7948 | 0 | 0
1999-07-14 | 10:00 | 87.8 | 1750344.6596 | 1750.3447 | 483.1384 | 0.48314 | 0.48314 | 0 | 0.13804 | 0 | 0.34924 | 1749.9954 | 1749.9954 | 0 | 0
1999-07-14 | 11:00 | 91.4 | 1868298.0856 | 1868.2981 | 450.8477 | 0.45085 | 0.45085 | 0 | 0.12881 | 0 | 0.3259 | 1867.9722 | 1867.9722 | 0 | 0
1999-07-14 | 12:00 | 91.4 | 1771923.863 | 1771.9239 | 869.7685 | 0.86977 | 0.86977 | 0 | 0.24851 | 0 | 0.62872 | 1771.2951 | 1771.2951 | 0 | 0
1999-07-14 | 13:00 | 91.4 | 1632666.7116 | 1632.6667 | 2713.0649 | 2.7131 | 2.7131 | 0 | 0.77516 | 0 | 1.9612 | 1630.7056 | 1630.7056 | 0 | 0
1999-07-14 | 14:00 | 91.4 | 1663349.0166 | 1663.349 | 1059.0241 | 1.059 | 1.059 | 0 | 0.30258 | 0 | 0.76552 | 1662.5835 | 1662.5835 | 0 | 0
1999-07-14 | 15:00 | 89.6 | 1733353.2054 | 1733.3532 | 347.474 | 0.34747 | 0.34747 | 0 | 0.099278 | 0 | 0.25117 | 1733.102 | 1733.102 | 0 | 0
1999-07-14 | 16:00 | 87.8 | 1768565.361 | 1768.5654 | 798.0763 | 0.79808 | 0.79808 | 0 | 0.22802 | 0 | 0.5769 | 1767.9885 | 1767.9885 | 0 | 0
1999-07-14 | 17:00 | 87.8 | 1704511.5046 | 1704.5115 | 1707.0832 | 1.7071 | 1.7071 | 0 | 0.48774 | 0 | 1.234 | 1703.2775 | 1703.2775 | 0 | 0
1999-07-14 | 18:00 | 82.4 | 1328528.4429 | 1328.5284 | 15229.6863 | 15.2297 | 15.2297 | 0 | 4.3513 | 0 | 11.0089 | 1317.5196 | 1317.5196 | 0 | 0
1999-07-14 | 19:00 | 78.8 | 903960.6062 | 903.9606 | 540.5391 | 0.54054 | 0.54054 | 0 | 0.15444 | 0 | 0.39073 | 903.5699 | 903.5699 | 0 | 0
1999-07-14 | 20:00 | 75.2 | 701524.3922 | 701.5244 | 7324.5814 | 7.3246 | 7.3246 | 0 | 2.0927 | 0 | 5.2946 | 696.2298 | 696.2298 | 0 | 0
1999-07-14 | 21:00 | 73.4 | 547486.3926 | 547.4864 | 33973.1973 | 33.9732 | 33.9732 | 0 | 9.7066 | 0 | 24.5578 | 522.9286 | 522.9286 | 0 | 0
1999-07-14 | 22:00 | 71.6 | 385487.3587 | 385.4874 | 67892.7061 | 67.8927 | 67.8927 | 0 | 19.3979 | 0 | 49.0767 | 336.4106 | 336.4106 | 0 | 0
1999-07-14 | 23:00 | 69.8 | 0 | 0 | 0 | 0 | 0 | 0 | 0 | 0 | 0 | 0 | 0 | 0 | 0
1999-07-14 | 24:00 | 66.2 | 0 | 0 | 0 | 0 | 0 | 0 | 0 | 0 | 0 | 0 | 0 | 0 | 0
1999-07-15 | 1:00 | 64.4 | 0 | 0 | 0 | 0 | 0 | 0 | 0 | 0 | 0 | 0 | 0 | 0 | 0
1999-07-15 | 2:00 | 64.4 | 0 | 0 | 0 | 0 | 0 | 0 | 0 | 0 | 0 | 0 | 0 | 0 | 0
1999-07-15 | 3:00 | 64.4 | 0 | 0 | 0 | 0 | 0 | 0 | 0 | 0 | 0 | 0 | 0 | 0 | 0
1999-07-15 | 4:00 | 64.4 | 0 | 0 | 0 | 0 | 0 | 0 | 0 | 0 | 0 | 0 | 0 | 0 | 0
1999-07-15 | 5:00 | 62.6 | 0 | 0 | 0 | 0 | 0 | 0 | 0 | 0 | 0 | 0 | 0 | 0 | 0
1999-07-15 | 6:00 | 64.4 | 0 | 0 | 0 | 0 | 0 | 0 | 0 | 0 | 0 | 0 | 0 | 0 | 0
1999-07-15 | 7:00 | 69.8 | 568401.078 | 568.4011 | 89894.4216 | 89.8944 | 89.8944 | 0 | 25.6841 | 0 | 64.9808 | 503.4203 | 503.4203 | 0 | 0
1999-07-15 | 8:00 | 71.6 | 608094.0176 | 608.094 | 61763.5069 | 61.7635 | 61.7635 | 0 | 17.6467 | 0 | 44.6462 | 563.4478 | 563.4478 | 0 | 0
1999-07-15 | 9:00 | 75.2 | 643555.565 | 643.5556 | 43750.1853 | 43.7502 | 43.7502 | 0 | 12.5001 | 0 | 31.6251 | 611.9304 | 611.9304 | 0 | 0
1999-07-15 | 10:00 | 80.6 | 805318.692 | 805.3187 | 28019.3349 | 28.0193 | 28.0193 | 0 | 8.0055 | 0 | 20.254 | 785.0647 | 785.0647 | 0 | 0
1999-07-15 | 11:00 | 84.2 | 1011442.3218 | 1011.4423 | 30068.2495 | 30.0682 | 30.0682 | 0 | 8.5909 | 0 | 21.735 | 989.7073 | 989.7073 | 0 | 0
1999-07-15 | 12:00 | 87.8 | 1205679.4624 | 1205.6795 | 38569.5175 | 38.5695 | 38.5695 | 0 | 11.0199 | 0 | 27.8803 | 1177.7992 | 1177.7992 | 0 | 0
1999-07-15 | 13:00 | 89.6 | 1287244.6155 | 1287.2446 | 44809.4235 | 44.8094 | 44.8094 | 0 | 12.8027 | 0 | 32.3908 | 1254.8538 | 1254.8538 | 0 | 0
1999-07-15 | 14:00 | 87.8 | 1293680.9134 | 1293.6809 | 35811.9054 | 35.8119 | 35.8119 | 0 | 10.232 | 0 | 25.8869 | 1267.794 | 1267.794 | 0 | 0
1999-07-15 | 15:00 | 87.8 | 1266614.8971 | 1266.6149 | 23033.1465 | 23.0331 | 23.0331 | 0 | 6.5809 | 0 | 16.6497 | 1249.9652 | 1249.9652 | 0 | 0
1999-07-15 | 16:00 | 86 | 1145488.7687 | 1145.4888 | 42212.1686 | 42.2122 | 42.2122 | 0 | 12.0606 | 0 | 30.5134 | 1114.9754 | 1114.9754 | 0 | 0
1999-07-15 | 17:00 | 84.2 | 1034777.2403 | 1034.7772 | 83886.3434 | 83.8863 | 83.8863 | 0 | 23.9675 | 0 | 60.6378 | 974.1394 | 974.1394 | 0 | 0
1999-07-15 | 18:00 | 80.6 | 770193.7056 | 770.1937 | 68229.3514 | 68.2294 | 68.2294 | 0 | 19.4941 | 0 | 49.3201 | 720.8736 | 720.8736 | 0 | 0
1999-07-15 | 19:00 | 75.2 | 596190.1109 | 596.1901 | 4195.9573 | 4.196 | 4.196 | 0 | 1.1988 | 0 | 3.0331 | 593.157 | 593.157 | 0 | 0
1999-07-15 | 20:00 | 73.4 | 557536.649 | 557.5366 | 15506.9888 | 15.507 | 15.507 | 0 | 4.4306 | 0 | 11.2093 | 546.3273 | 546.3273 | 0 | 0
1999-07-15 | 21:00 | 71.6 | 517390.2475 | 517.3902 | 23141.0699 | 23.1411 | 23.1411 | 0 | 6.6117 | 0 | 16.7277 | 500.6626 | 500.6626 | 0 | 0
1999-07-15 | 22:00 | 69.8 | 437856.7518 | 437.8568 | 29694.8189 | 29.6948 | 29.6948 | 0 | 8.4842 | 0 | 21.4651 | 416.3916 | 416.3916 | 0 | 0
1999-07-15 | 23:00 | 66.2 | 0 | 0 | 0 | 0 | 0 | 0 | 0 | 0 | 0 | 0 | 0 | 0 | 0
1999-07-15 | 24:00 | 66.2 | 0 | 0 | 0 | 0 | 0 | 0 | 0 | 0 | 0 | 0 | 0 | 0 | 0
1999-07-16 | 1:00 | 64.4 | 0 | 0 | 0 | 0 | 0 | 0 | 0 | 0 | 0 | 0 | 0 | 0 | 0
1999-07-16 | 2:00 | 64.4 | 0 | 0 | 0 | 0 | 0 | 0 | 0 | 0 | 0 | 0 | 0 | 0 | 0
1999-07-16 | 3:00 | 66.2 | 0 | 0 | 0 | 0 | 0 | 0 | 0 | 0 | 0 | 0 | 0 | 0 | 0
1999-07-16 | 4:00 | 62.6 | 0 | 0 | 0 | 0 | 0 | 0 | 0 | 0 | 0 | 0 | 0 | 0 | 0
1999-07-16 | 5:00 | 62.6 | 0 | 0 | 0 | 0 | 0 | 0 | 0 | 0 | 0 | 0 | 0 | 0 | 0
1999-07-16 | 6:00 | 64.4 | 0 | 0 | 0 | 0 | 0 | 0 | 0 | 0 | 0 | 0 | 0 | 0 | 0
1999-07-16 | 7:00 | 66.2 | 308757.3205 | 308.7573 | 20450.6939 | 20.4507 | 20.4507 | 0 | 5.8431 | 0 | 14.7829 | 293.9744 | 293.9744 | 0 | 0
1999-07-16 | 8:00 | 71.6 | 397943.4036 | 397.9434 | 27469.3867 | 27.4694 | 27.4694 | 0 | 7.8484 | 0 | 19.8564 | 378.087 | 378.087 | 0 | 0
1999-07-16 | 9:00 | 75.2 | 491189.8461 | 491.1898 | 27223.6833 | 27.2237 | 27.2237 | 0 | 7.7782 | 0 | 19.6788 | 471.511 | 471.511 | 0 | 0
1999-07-16 | 10:00 | 80.6 | 591191.1641 | 591.1912 | 25744.5361 | 25.7445 | 25.7445 | 0 | 7.3556 | 0 | 18.6096 | 572.5815 | 572.5815 | 0 | 0
1999-07-16 | 11:00 | 84.2 | 744897.248 | 744.8972 | 18005.8441 | 18.0058 | 18.0058 | 0 | 5.1445 | 0 | 13.0157 | 731.8816 | 731.8816 | 0 | 0
1999-07-16 | 12:00 | 87.8 | 907729.0176 | 907.729 | 20928.5043 | 20.9285 | 20.9285 | 0 | 5.9796 | 0 | 15.1283 | 892.6007 | 892.6007 | 0 | 0
1999-07-16 | 13:00 | 87.8 | 772830.3659 | 772.8304 | 36068.5885 | 36.0686 | 36.0686 | 0 | 10.3053 | 0 | 26.0724 | 746.7579 | 746.7579 | 0 | 0
1999-07-16 | 14:00 | 87.8 | 772222.884 | 772.2229 | 32766.3022 | 32.7663 | 32.7663 | 0 | 9.3618 | 0 | 23.6854 | 748.5375 | 748.5375 | 0 | 0
1999-07-16 | 15:00 | 86 | 757041.9865 | 757.042 | 22548.208 | 22.5482 | 22.5482 | 0 | 6.4423 | 0 | 16.2991 | 740.7429 | 740.7429 | 0 | 0
1999-07-16 | 16:00 | 84.2 | 701817.0932 | 701.8171 | 21458.2044 | 21.4582 | 21.4582 | 0 | 6.1309 | 0 | 15.5112 | 686.3059 | 686.3059 | 0 | 0
1999-07-16 | 17:00 | 82.4 | 625637.9113 | 625.6379 | 20542.1246 | 20.5421 | 20.5421 | 0 | 5.8692 | 0 | 14.849 | 610.7889 | 610.7889 | 0 | 0
1999-07-16 | 18:00 | 82.4 | 553488.7897 | 553.4888 | 5795.8088 | 5.7958 | 5.7958 | 0 | 1.6559 | 0 | 4.1895 | 549.2992 | 549.2992 | 0 | 0
1999-07-16 | 19:00 | 78.8 | 502758.3803 | 502.7584 | 16405.8699 | 16.4059 | 16.4059 | 0 | 4.6874 | 0 | 11.8591 | 490.8993 | 490.8993 | 0 | 0
1999-07-16 | 20:00 | 75.2 | 447319.8199 | 447.3198 | 29632.6931 | 29.6327 | 29.6327 | 0 | 8.4665 | 0 | 21.4202 | 425.8996 | 425.8996 | 0 | 0
1999-07-16 | 21:00 | 72.14 | 408913.4172 | 408.9134 | 35803.7287 | 35.8037 | 35.8037 | 0 | 10.2296 | 0 | 25.881 | 383.0324 | 383.0324 | 0 | 0
1999-07-16 | 22:00 | 69.8 | 354750.4158 | 354.7504 | 40500.985 | 40.501 | 40.501 | 0 | 11.5717 | 0 | 29.2764 | 325.474 | 325.474 | 0 | 0
1999-07-16 | 23:00 | 69.8 | 0 | 0 | 0 | 0 | 0 | 0 | 0 | 0 | 0 | 0 | 0 | 0 | 0
1999-07-16 | 24:00 | 68 | 0 | 0 | 0 | 0 | 0 | 0 | 0 | 0 | 0 | 0 | 0 | 0 | 0
1999-07-17 | 1:00 | 64.4 | 0 | 0 | 0 | 0 | 0 | 0 | 0 | 0 | 0 | 0 | 0 | 0 | 0
1999-07-17 | 2:00 | 64.4 | 0 | 0 | 0 | 0 | 0 | 0 | 0 | 0 | 0 | 0 | 0 | 0 | 0
1999-07-17 | 3:00 | 62.6 | 0 | 0 | 0 | 0 | 0 | 0 | 0 | 0 | 0 | 0 | 0 | 0 | 0
1999-07-17 | 4:00 | 62.6 | 0 | 0 | 0 | 0 | 0 | 0 | 0 | 0 | 0 | 0 | 0 | 0 | 0
1999-07-17 | 5:00 | 59 | 0 | 0 | 0 | 0 | 0 | 0 | 0 | 0 | 0 | 0 | 0 | 0 | 0
1999-07-17 | 6:00 | 64.4 | 0 | 0 | 0 | 0 | 0 | 0 | 0 | 0 | 0 | 0 | 0 | 0 | 0
1999-07-17 | 7:00 | 68 | 329579.017 | 329.579 | 118704.2291 | 118.7042 | 118.7042 | 0 | 33.9155 | 0 | 85.8062 | 243.7728 | 243.7728 | 0 | 0
1999-07-17 | 8:00 | 71.6 | 411896.4938 | 411.8965 | 55990.5229 | 55.9905 | 55.9905 | 0 | 15.9973 | 0 | 40.4731 | 371.4233 | 371.4233 | 0 | 0
1999-07-17 | 9:00 | 75.2 | 635038.5501 | 635.0386 | 9991.5429 | 9.9915 | 9.9915 | 0 | 2.8547 | 0 | 7.2225 | 627.8161 | 627.8161 | 0 | 0
1999-07-17 | 10:00 | 80.6 | 770223.9176 | 770.2239 | 6693.0172 | 6.693 | 6.693 | 0 | 1.9123 | 0 | 4.8381 | 765.3858 | 765.3858 | 0 | 0
1999-07-17 | 11:00 | 84.2 | 1090967.6589 | 1090.9677 | 4334.9895 | 4.335 | 4.335 | 0 | 1.2386 | 0 | 3.1336 | 1087.8341 | 1087.8341 | 0 | 0
1999-07-17 | 12:00 | 87.8 | 1249631.415 | 1249.6314 | 9514.9707 | 9.515 | 9.515 | 0 | 2.7186 | 0 | 6.878 | 1242.7535 | 1242.7535 | 0 | 0
1999-07-17 | 13:00 | 89.6 | 1259235.5679 | 1259.2356 | 17029.5707 | 17.0296 | 17.0296 | 0 | 4.8656 | 0 | 12.3099 | 1246.9256 | 1246.9256 | 0 | 0
1999-07-17 | 14:00 | 91.4 | 1261338.2759 | 1261.3383 | 7054.0618 | 7.0541 | 7.0541 | 0 | 2.0154 | 0 | 5.0991 | 1256.2392 | 1256.2392 | 0 | 0
1999-07-17 | 15:00 | 91.4 | 1280110.0866 | 1280.1101 | 3201.6247 | 3.2016 | 3.2016 | 0 | 0.91475 | 0 | 2.3143 | 1277.7958 | 1277.7958 | 0 | 0
1999-07-17 | 16:00 | 89.6 | 1295170.331 | 1295.1703 | 4440.5982 | 4.4406 | 4.4406 | 0 | 1.2687 | 0 | 3.2099 | 1291.9604 | 1291.9604 | 0 | 0
1999-07-17 | 17:00 | 87.8 | 1191039.9726 | 1191.04 | 5020.124 | 5.0201 | 5.0201 | 0 | 1.4343 | 0 | 3.6288 | 1187.4111 | 1187.4111 | 0 | 0
1999-07-17 | 18:00 | 84.2 | 986592.5687 | 986.5926 | 29078.9155 | 29.0789 | 29.0789 | 0 | 8.3083 | 0 | 21.0199 | 965.5727 | 965.5727 | 0 | 0
1999-07-17 | 19:00 | 80.6 | 754828.8018 | 754.8288 | 4861.0722 | 4.8611 | 4.8611 | 0 | 1.3889 | 0 | 3.5139 | 751.3149 | 751.3149 | 0 | 0
1999-07-17 | 20:00 | 75.2 | 646713.6103 | 646.7136 | 14874.7952 | 14.8748 | 14.8748 | 0 | 4.2499 | 0 | 10.7524 | 635.9613 | 635.9613 | 0 | 0
1999-07-17 | 21:00 | 73.4 | 523609.0498 | 523.609 | 42924.9497 | 42.9249 | 42.9249 | 0 | 12.2643 | 0 | 31.0286 | 492.5804 | 492.5804 | 0 | 0
1999-07-17 | 22:00 | 71.6 | 430879.159 | 430.8792 | 80055.105 | 80.0551 | 80.0551 | 0 | 22.8729 | 0 | 57.8684 | 373.0108 | 373.0108 | 0 | 0
1999-07-17 | 23:00 | 69.8 | 0 | 0 | 0 | 0 | 0 | 0 | 0 | 0 | 0 | 0 | 0 | 0 | 0
1999-07-17 | 24:00 | 68 | 0 | 0 | 0 | 0 | 0 | 0 | 0 | 0 | 0 | 0 | 0 | 0 | 0
1999-07-18 | 1:00 | 62.6 | 0 | 0 | 0 | 0 | 0 | 0 | 0 | 0 | 0 | 0 | 0 | 0 | 0
1999-07-18 | 2:00 | 62.6 | 0 | 0 | 0 | 0 | 0 | 0 | 0 | 0 | 0 | 0 | 0 | 0 | 0
1999-07-18 | 3:00 | 62.6 | 0 | 0 | 0 | 0 | 0 | 0 | 0 | 0 | 0 | 0 | 0 | 0 | 0
1999-07-18 | 4:00 | 60.8 | 0 | 0 | 0 | 0 | 0 | 0 | 0 | 0 | 0 | 0 | 0 | 0 | 0
1999-07-18 | 5:00 | 62.6 | 0 | 0 | 0 | 0 | 0 | 0 | 0 | 0 | 0 | 0 | 0 | 0 | 0
1999-07-18 | 6:00 | 62.6 | 0 | 0 | 0 | 0 | 0 | 0 | 0 | 0 | 0 | 0 | 0 | 0 | 0
1999-07-18 | 7:00 | 66.2 | 294801.0412 | 294.801 | 97379.3535 | 97.3794 | 97.3794 | 0 | 27.8227 | 0 | 70.3914 | 224.4097 | 224.4097 | 0 | 0
1999-07-18 | 8:00 | 69.8 | 438230.8118 | 438.2308 | 47921.9217 | 47.9219 | 47.9219 | 0 | 13.692 | 0 | 34.6407 | 403.5901 | 403.5901 | 0 | 0
1999-07-18 | 9:00 | 73.4 | 676570.5662 | 676.5706 | 5935.5357 | 5.9355 | 5.9355 | 0 | 1.6959 | 0 | 4.2905 | 672.28 | 672.28 | 0 | 0
1999-07-18 | 10:00 | 80.6 | 802838.7322 | 802.8387 | 3087.1904 | 3.0872 | 3.0872 | 0 | 0.88205 | 0 | 2.2316 | 800.6071 | 800.6071 | 0 | 0
1999-07-18 | 11:00 | 84.2 | 1028906.0943 | 1028.9061 | 2305.5797 | 2.3056 | 2.3056 | 0 | 0.65874 | 0 | 1.6666 | 1027.2395 | 1027.2395 | 0 | 0
1999-07-18 | 12:00 | 87.8 | 1270007.0482 | 1270.007 | 5387.8389 | 5.3878 | 5.3878 | 0 | 1.5394 | 0 | 3.8946 | 1266.1124 | 1266.1124 | 0 | 0
1999-07-18 | 13:00 | 89.6 | 1284353.9939 | 1284.354 | 12183.4258 | 12.1834 | 12.1834 | 0 | 3.481 | 0 | 8.8069 | 1275.5471 | 1275.5471 | 0 | 0
1999-07-18 | 14:00 | 89.6 | 1288412.7943 | 1288.4128 | 4152.4739 | 4.1525 | 4.1525 | 0 | 1.1864 | 0 | 3.0016 | 1285.4111 | 1285.4111 | 0 | 0
1999-07-18 | 15:00 | 87.8 | 1240989.5718 | 1240.9896 | 1705.4485 | 1.7054 | 1.7054 | 0 | 0.48727 | 0 | 1.2328 | 1239.7568 | 1239.7568 | 0 | 0
1999-07-18 | 16:00 | 87.8 | 1191293.1046 | 1191.2931 | 2525.7353 | 2.5257 | 2.5257 | 0 | 0.72164 | 0 | 1.8257 | 1189.4674 | 1189.4674 | 0 | 0
1999-07-18 | 17:00 | 84.2 | 1120628.7727 | 1120.6288 | 3404.7065 | 3.4047 | 3.4047 | 0 | 0.97277 | 0 | 2.4611 | 1118.1677 | 1118.1677 | 0 | 0
1999-07-18 | 18:00 | 82.4 | 926125.931 | 926.1259 | 22038.4152 | 22.0384 | 22.0384 | 0 | 6.2967 | 0 | 15.9306 | 910.1953 | 910.1953 | 0 | 0
1999-07-18 | 19:00 | 78.8 | 668283.3249 | 668.2833 | 1974.8103 | 1.9748 | 1.9748 | 0 | 0.56423 | 0 | 1.4275 | 666.8558 | 666.8558 | 0 | 0
1999-07-18 | 20:00 | 71.6 | 630277.4385 | 630.2774 | 12865.792 | 12.8658 | 12.8658 | 0 | 3.6759 | 0 | 9.3001 | 620.9773 | 620.9773 | 0 | 0
1999-07-18 | 21:00 | 71.6 | 529576.4041 | 529.5764 | 41589.3806 | 41.5894 | 41.5894 | 0 | 11.8827 | 0 | 30.0632 | 499.5132 | 499.5132 | 0 | 0
1999-07-18 | 22:00 | 66.2 | 417930.6345 | 417.9306 | 77352.4415 | 77.3524 | 77.3524 | 0 | 22.1007 | 0 | 55.9148 | 362.0159 | 362.0159 | 0 | 0
1999-07-18 | 23:00 | 66.2 | 0 | 0 | 0 | 0 | 0 | 0 | 0 | 0 | 0 | 0 | 0 | 0 | 0
1999-07-18 | 24:00 | 62.6 | 0 | 0 | 0 | 0 | 0 | 0 | 0 | 0 | 0 | 0 | 0 | 0 | 0
1999-07-19 | 1:00 | 64.4 | 0 | 0 | 0 | 0 | 0 | 0 | 0 | 0 | 0 | 0 | 0 | 0 | 0
1999-07-19 | 2:00 | 60.8 | 0 | 0 | 0 | 0 | 0 | 0 | 0 | 0 | 0 | 0 | 0 | 0 | 0
1999-07-19 | 3:00 | 60.8 | 0 | 0 | 0 | 0 | 0 | 0 | 0 | 0 | 0 | 0 | 0 | 0 | 0
1999-07-19 | 4:00 | 60.8 | 0 | 0 | 0 | 0 | 0 | 0 | 0 | 0 | 0 | 0 | 0 | 0 | 0
1999-07-19 | 5:00 | 60.8 | 0 | 0 | 0 | 0 | 0 | 0 | 0 | 0 | 0 | 0 | 0 | 0 | 0
1999-07-19 | 6:00 | 62.6 | 0 | 0 | 0 | 0 | 0 | 0 | 0 | 0 | 0 | 0 | 0 | 0 | 0
1999-07-19 | 7:00 | 64.4 | 347285.0257 | 347.285 | 95127.6506 | 95.1277 | 95.1277 | 0 | 27.1793 | 0 | 68.7637 | 278.5213 | 278.5213 | 0 | 0
1999-07-19 | 8:00 | 69.8 | 547174.3642 | 547.1744 | 46340.0885 | 46.3401 | 46.3401 | 0 | 13.24 | 0 | 33.4973 | 513.6771 | 513.6771 | 0 | 0
1999-07-19 | 9:00 | 73.4 | 833428.3418 | 833.4283 | 4955.9673 | 4.956 | 4.956 | 0 | 1.416 | 0 | 3.5825 | 829.8459 | 829.8459 | 0 | 0
1999-07-19 | 10:00 | 78.8 | 880278.347 | 880.2783 | 2302.4443 | 2.3024 | 2.3024 | 0 | 0.65784 | 0 | 1.6643 | 878.614 | 878.614 | 0 | 0
1999-07-19 | 11:00 | 84.2 | 1012014.9794 | 1012.015 | 1716.2941 | 1.7163 | 1.7163 | 0 | 0.49037 | 0 | 1.2406 | 1010.7743 | 1010.7743 | 0 | 0
1999-07-19 | 12:00 | 87.8 | 1276853.9633 | 1276.854 | 4299.5498 | 4.2995 | 4.2995 | 0 | 1.2284 | 0 | 3.108 | 1273.746 | 1273.746 | 0 | 0
1999-07-19 | 13:00 | 91.4 | 1239179.2614 | 1239.1793 | 10251.257 | 10.2513 | 10.2513 | 0 | 2.9289 | 0 | 7.4102 | 1231.7691 | 1231.7691 | 0 | 0
1999-07-19 | 14:00 | 89.6 | 1196162.7446 | 1196.1627 | 2959.7107 | 2.9597 | 2.9597 | 0 | 0.84563 | 0 | 2.1394 | 1194.0233 | 1194.0233 | 0 | 0
1999-07-19 | 15:00 | 91.4 | 1264151.2955 | 1264.1513 | 899.4299 | 0.89943 | 0.89943 | 0 | 0.25698 | 0 | 0.65016 | 1263.5011 | 1263.5011 | 0 | 0
1999-07-19 | 16:00 | 87.8 | 1218400.3404 | 1218.4003 | 1478.1606 | 1.4782 | 1.4782 | 0 | 0.42233 | 0 | 1.0685 | 1217.3318 | 1217.3318 | 0 | 0
1999-07-19 | 17:00 | 86 | 1186308.3325 | 1186.3083 | 2334.7489 | 2.3347 | 2.3347 | 0 | 0.66707 | 0 | 1.6877 | 1184.6206 | 1184.6206 | 0 | 0
1999-07-19 | 18:00 | 82.4 | 1038508.702 | 1038.5087 | 20298.4869 | 20.2985 | 20.2985 | 0 | 5.7996 | 0 | 14.6729 | 1023.8358 | 1023.8358 | 0 | 0
1999-07-19 | 19:00 | 78.8 | 720525.1343 | 720.5251 | 1510.5591 | 1.5106 | 1.5106 | 0 | 0.43159 | 0 | 1.0919 | 719.4332 | 719.4332 | 0 | 0
1999-07-19 | 20:00 | 75.2 | 577048.5383 | 577.0485 | 11198.5679 | 11.1986 | 11.1986 | 0 | 3.1996 | 0 | 8.095 | 568.9536 | 568.9536 | 0 | 0
1999-07-19 | 21:00 | 71.6 | 395859.4358 | 395.8594 | 40080.8267 | 40.0808 | 40.0808 | 0 | 11.4517 | 0 | 28.9727 | 366.8867 | 366.8867 | 0 | 0
1999-07-19 | 22:00 | 69.8 | 321580.3626 | 321.5804 | 74380.2375 | 74.3802 | 74.3802 | 0 | 21.2515 | 0 | 53.7663 | 267.8141 | 267.8141 | 0 | 0
1999-07-19 | 23:00 | 68 | 0 | 0 | 0 | 0 | 0 | 0 | 0 | 0 | 0 | 0 | 0 | 0 | 0
1999-07-19 | 24:00 | 64.4 | 0 | 0 | 0 | 0 | 0 | 0 | 0 | 0 | 0 | 0 | 0 | 0 | 0
1999-07-20 | 1:00 | 62.6 | 0 | 0 | 0 | 0 | 0 | 0 | 0 | 0 | 0 | 0 | 0 | 0 | 0
1999-07-20 | 2:00 | 60.8 | 0 | 0 | 0 | 0 | 0 | 0 | 0 | 0 | 0 | 0 | 0 | 0 | 0
1999-07-20 | 3:00 | 60.8 | 0 | 0 | 0 | 0 | 0 | 0 | 0 | 0 | 0 | 0 | 0 | 0 | 0
1999-07-20 | 4:00 | 60.8 | 0 | 0 | 0 | 0 | 0 | 0 | 0 | 0 | 0 | 0 | 0 | 0 | 0
1999-07-20 | 5:00 | 57.2 | 0 | 0 | 0 | 0 | 0 | 0 | 0 | 0 | 0 | 0 | 0 | 0 | 0
1999-07-20 | 6:00 | 60.8 | 0 | 0 | 0 | 0 | 0 | 0 | 0 | 0 | 0 | 0 | 0 | 0 | 0
1999-07-20 | 7:00 | 68 | 235414.0066 | 235.414 | 93215.4905 | 93.2155 | 93.2155 | 0 | 26.633 | 0 | 67.3815 | 168.0325 | 168.0325 | 0 | 0
1999-07-20 | 8:00 | 71.6 | 351524.2955 | 351.5243 | 44592.2409 | 44.5922 | 44.5922 | 0 | 12.7406 | 0 | 32.2338 | 319.2905 | 319.2905 | 0 | 0
1999-07-20 | 9:00 | 75.2 | 544143.3335 | 544.1433 | 4007.9748 | 4.008 | 4.008 | 0 | 1.1451 | 0 | 2.8972 | 541.2461 | 541.2461 | 0 | 0
1999-07-20 | 10:00 | 80.6 | 683358.4591 | 683.3585 | 1573.0454 | 1.573 | 1.573 | 0 | 0.44944 | 0 | 1.1371 | 682.2214 | 682.2214 | 0 | 0
1999-07-20 | 11:00 | 86 | 948678.5645 | 948.6786 | 1221.5529 | 1.2216 | 1.2216 | 0 | 0.34902 | 0 | 0.88301 | 947.7956 | 947.7956 | 0 | 0
1999-07-20 | 12:00 | 89.6 | 1052301.466 | 1052.3015 | 3160.4445 | 3.1604 | 3.1604 | 0 | 0.90298 | 0 | 2.2845 | 1050.0169 | 1050.0169 | 0 | 0
1999-07-20 | 13:00 | 91.4 | 1096376.5616 | 1096.3766 | 9127.0709 | 9.1271 | 9.1271 | 0 | 2.6077 | 0 | 6.5976 | 1089.779 | 1089.779 | 0 | 0
1999-07-20 | 14:00 | 91.4 | 1174476.9403 | 1174.4769 | 2446.3455 | 2.4463 | 2.4463 | 0 | 0.69896 | 0 | 1.7684 | 1172.7086 | 1172.7086 | 0 | 0
1999-07-20 | 15:00 | 91.4 | 1219846.4441 | 1219.8464 | 534.5093 | 0.53451 | 0.53451 | 0 | 0.15272 | 0 | 0.38637 | 1219.4601 | 1219.4601 | 0 | 0
1999-07-20 | 16:00 | 89.6 | 1206948.7746 | 1206.9488 | 1151.8424 | 1.1518 | 1.1518 | 0 | 0.3291 | 0 | 0.83262 | 1206.1162 | 1206.1162 | 0 | 0
1999-07-20 | 17:00 | 87.8 | 1160051.52 | 1160.0515 | 2181.845 | 2.1818 | 2.1818 | 0 | 0.62338 | 0 | 1.5772 | 1158.4744 | 1158.4744 | 0 | 0
1999-07-20 | 18:00 | 82.4 | 926073.9098 | 926.0739 | 19320.3903 | 19.3204 | 19.3204 | 0 | 5.5201 | 0 | 13.9659 | 912.108 | 912.108 | 0 | 0
1999-07-20 | 19:00 | 77 | 614952.2848 | 614.9523 | 1123.8933 | 1.1239 | 1.1239 | 0 | 0.32111 | 0 | 0.81241 | 614.1399 | 614.1399 | 0 | 0
1999-07-20 | 20:00 | 71.6 | 456557.8043 | 456.5578 | 10584.7983 | 10.5848 | 10.5848 | 0 | 3.0242 | 0 | 7.6513 | 448.9065 | 448.9065 | 0 | 0
1999-07-20 | 21:00 | 69.8 | 333015.8763 | 333.0159 | 39689.0041 | 39.689 | 39.689 | 0 | 11.3397 | 0 | 28.6895 | 304.3264 | 304.3264 | 0 | 0
1999-07-20 | 22:00 | 66.2 | 263121.9647 | 263.122 | 75329.5636 | 75.3296 | 75.3296 | 0 | 21.5227 | 0 | 54.4525 | 208.6695 | 208.6695 | 0 | 0
1999-07-20 | 23:00 | 66.2 | 0 | 0 | 0 | 0 | 0 | 0 | 0 | 0 | 0 | 0 | 0 | 0 | 0
1999-07-20 | 24:00 | 64.4 | 0 | 0 | 0 | 0 | 0 | 0 | 0 | 0 | 0 | 0 | 0 | 0 | 0
1999-07-21 | 1:00 | 62.6 | 0 | 0 | 0 | 0 | 0 | 0 | 0 | 0 | 0 | 0 | 0 | 0 | 0
1999-07-21 | 2:00 | 60.8 | 0 | 0 | 0 | 0 | 0 | 0 | 0 | 0 | 0 | 0 | 0 | 0 | 0
1999-07-21 | 3:00 | 57.2 | 0 | 0 | 0 | 0 | 0 | 0 | 0 | 0 | 0 | 0 | 0 | 0 | 0
1999-07-21 | 4:00 | 57.2 | 0 | 0 | 0 | 0 | 0 | 0 | 0 | 0 | 0 | 0 | 0 | 0 | 0
1999-07-21 | 5:00 | 57.2 | 0 | 0 | 0 | 0 | 0 | 0 | 0 | 0 | 0 | 0 | 0 | 0 | 0
1999-07-21 | 6:00 | 60.8 | 0 | 0 | 0 | 0 | 0 | 0 | 0 | 0 | 0 | 0 | 0 | 0 | 0
1999-07-21 | 7:00 | 66.2 | 211893.393 | 211.8934 | 93870.0242 | 93.87 | 93.87 | 0 | 26.82 | 0 | 67.8546 | 144.0388 | 144.0388 | 0 | 0
1999-07-21 | 8:00 | 69.8 | 307902.3797 | 307.9024 | 45104.7274 | 45.1047 | 45.1047 | 0 | 12.8871 | 0 | 32.6043 | 275.2981 | 275.2981 | 0 | 0
1999-07-21 | 9:00 | 75.02 | 521476.0069 | 521.476 | 4064.5962 | 4.0646 | 4.0646 | 0 | 1.1613 | 0 | 2.9381 | 518.5379 | 518.5379 | 0 | 0
1999-07-21 | 10:00 | 80.6 | 686036.6446 | 686.0366 | 1371.7848 | 1.3718 | 1.3718 | 0 | 0.39194 | 0 | 0.9916 | 685.045 | 685.045 | 0 | 0
1999-07-21 | 11:00 | 86 | 956989.7111 | 956.9897 | 1076.9849 | 1.077 | 1.077 | 0 | 0.30771 | 0 | 0.77851 | 956.2112 | 956.2112 | 0 | 0
1999-07-21 | 12:00 | 89.6 | 1070118.4205 | 1070.1184 | 2944.487 | 2.9445 | 2.9445 | 0 | 0.84128 | 0 | 2.1284 | 1067.99 | 1067.99 | 0 | 0
1999-07-21 | 13:00 | 89.6 | 1085894.9397 | 1085.8949 | 9061.2807 | 9.0613 | 9.0613 | 0 | 2.5889 | 0 | 6.55 | 1079.3449 | 1079.3449 | 0 | 0
1999-07-21 | 14:00 | 89.6 | 1146330.4552 | 1146.3305 | 2256.348 | 2.2563 | 2.2563 | 0 | 0.64467 | 0 | 1.631 | 1144.6994 | 1144.6994 | 0 | 0
1999-07-21 | 15:00 | 87.8 | 1147610.3604 | 1147.6104 | 494.2118 | 0.49421 | 0.49421 | 0 | 0.1412 | 0 | 0.35724 | 1147.2531 | 1147.2531 | 0 | 0
1999-07-21 | 16:00 | 87.8 | 1128956.8591 | 1128.9569 | 1384.5743 | 1.3846 | 1.3846 | 0 | 0.39559 | 0 | 1.0008 | 1127.956 | 1127.956 | 0 | 0
1999-07-21 | 17:00 | 84.2 | 1071264.197 | 1071.2642 | 2358.9125 | 2.3589 | 2.3589 | 0 | 0.67397 | 0 | 1.7052 | 1069.559 | 1069.559 | 0 | 0
1999-07-21 | 18:00 | 82.4 | 869510.4846 | 869.5105 | 19431.5756 | 19.4316 | 19.4316 | 0 | 5.5519 | 0 | 14.0463 | 855.4642 | 855.4642 | 0 | 0
1999-07-21 | 19:00 | 78.8 | 633899.0597 | 633.8991 | 1010.6997 | 1.0107 | 1.0107 | 0 | 0.28877 | 0 | 0.73059 | 633.1685 | 633.1685 | 0 | 0
1999-07-21 | 20:00 | 73.4 | 495597.7018 | 495.5977 | 10346.7694 | 10.3468 | 10.3468 | 0 | 2.9562 | 0 | 7.4792 | 488.1185 | 488.1185 | 0 | 0
1999-07-21 | 21:00 | 69.8 | 349043.9423 | 349.0439 | 39253.863 | 39.2539 | 39.2539 | 0 | 11.2154 | 0 | 28.3749 | 320.669 | 320.669 | 0 | 0
1999-07-21 | 22:00 | 69.8 | 303350.5395 | 303.3505 | 73906.9478 | 73.9069 | 73.9069 | 0 | 21.1163 | 0 | 53.4242 | 249.9264 | 249.9264 | 0 | 0
1999-07-21 | 23:00 | 66.2 | 0 | 0 | 0 | 0 | 0 | 0 | 0 | 0 | 0 | 0 | 0 | 0 | 0
1999-07-21 | 24:00 | 62.6 | 0 | 0 | 0 | 0 | 0 | 0 | 0 | 0 | 0 | 0 | 0 | 0 | 0
1999-07-22 | 1:00 | 62.6 | 0 | 0 | 0 | 0 | 0 | 0 | 0 | 0 | 0 | 0 | 0 | 0 | 0
1999-07-22 | 2:00 | 60.8 | 0 | 0 | 0 | 0 | 0 | 0 | 0 | 0 | 0 | 0 | 0 | 0 | 0
1999-07-22 | 3:00 | 60.8 | 0 | 0 | 0 | 0 | 0 | 0 | 0 | 0 | 0 | 0 | 0 | 0 | 0
1999-07-22 | 4:00 | 55.4 | 0 | 0 | 0 | 0 | 0 | 0 | 0 | 0 | 0 | 0 | 0 | 0 | 0
1999-07-22 | 5:00 | 57.2 | 0 | 0 | 0 | 0 | 0 | 0 | 0 | 0 | 0 | 0 | 0 | 0 | 0
1999-07-22 | 6:00 | 60.8 | 0 | 0 | 0 | 0 | 0 | 0 | 0 | 0 | 0 | 0 | 0 | 0 | 0
1999-07-22 | 7:00 | 66.2 | 209561.2187 | 209.5612 | 101941.5224 | 101.9415 | 101.9415 | 0 | 29.1261 | 0 | 73.6892 | 135.8721 | 135.8721 | 0 | 0
1999-07-22 | 8:00 | 71.6 | 314548.2715 | 314.5483 | 69089.9531 | 69.09 | 69.09 | 0 | 19.74 | 0 | 49.9422 | 264.6061 | 264.6061 | 0 | 0
1999-07-22 | 9:00 | 75.2 | 438422.8294 | 438.4228 | 48861.111 | 48.8611 | 48.8611 | 0 | 13.9603 | 0 | 35.3196 | 403.1032 | 403.1032 | 0 | 0
1999-07-22 | 10:00 | 80.6 | 566447.8967 | 566.4479 | 31145.7228 | 31.1457 | 31.1457 | 0 | 8.8988 | 0 | 22.5139 | 543.934 | 543.934 | 0 | 0
1999-07-22 | 11:00 | 84.2 | 719445.6789 | 719.4457 | 33175.6526 | 33.1757 | 33.1757 | 0 | 9.4788 | 0 | 23.9813 | 695.4644 | 695.4644 | 0 | 0
1999-07-22 | 12:00 | 89.6 | 873335.3381 | 873.3353 | 42224.6816 | 42.2247 | 42.2247 | 0 | 12.0642 | 0 | 30.5224 | 842.8129 | 842.8129 | 0 | 0
1999-07-22 | 13:00 | 91.4 | 967123.7525 | 967.1238 | 50092.674 | 50.0927 | 50.0927 | 0 | 14.3122 | 0 | 36.2098 | 930.9139 | 930.9139 | 0 | 0
1999-07-22 | 14:00 | 91.4 | 1012161.4093 | 1012.1614 | 39720.5506 | 39.7206 | 39.7206 | 0 | 11.3487 | 0 | 28.7123 | 983.4491 | 983.4491 | 0 | 0
1999-07-22 | 15:00 | 91.4 | 1031522.0383 | 1031.522 | 24935.9879 | 24.936 | 24.936 | 0 | 7.1246 | 0 | 18.0252 | 1013.4969 | 1013.4969 | 0 | 0
1999-07-22 | 16:00 | 91.4 | 1000411.8401 | 1000.4118 | 47375.6368 | 47.3756 | 47.3756 | 0 | 13.5359 | 0 | 34.2458 | 966.166 | 966.166 | 0 | 0
1999-07-22 | 17:00 | 87.8 | 945125.9473 | 945.1259 | 91233.0109 | 91.233 | 91.233 | 0 | 26.0666 | 0 | 65.9484 | 879.1775 | 879.1775 | 0 | 0
1999-07-22 | 18:00 | 84.2 | 825896.0968 | 825.8961 | 143320.7569 | 143.3208 | 143.3208 | 0 | 38.7353 | 0 | 98.0004 | 727.8957 | 727.8957 | 0 | 0
1999-07-22 | 19:00 | 80.6 | 539478.0065 | 539.478 | 2842.7191 | 2.8427 | 2.8427 | 0 | 0.81221 | 0 | 2.0549 | 537.4231 | 537.4231 | 0 | 0
1999-07-22 | 20:00 | 75.2 | 435155.5443 | 435.1555 | 14521.8812 | 14.5219 | 14.5219 | 0 | 4.1491 | 0 | 10.4972 | 424.6583 | 424.6583 | 0 | 0
1999-07-22 | 21:00 | 73.4 | 372170.1272 | 372.1701 | 22785.1914 | 22.7852 | 22.7852 | 0 | 6.5101 | 0 | 16.4704 | 355.6997 | 355.6997 | 0 | 0
1999-07-22 | 22:00 | 66.2 | 270790.7961 | 270.7908 | 30322.7174 | 30.3227 | 30.3227 | 0 | 8.6636 | 0 | 21.919 | 248.8718 | 248.8718 | 0 | 0
1999-07-22 | 23:00 | 64.4 | 0 | 0 | 0 | 0 | 0 | 0 | 0 | 0 | 0 | 0 | 0 | 0 | 0
1999-07-22 | 24:00 | 64.4 | 0 | 0 | 0 | 0 | 0 | 0 | 0 | 0 | 0 | 0 | 0 | 0 | 0
1999-07-23 | 1:00 | 60.8 | 0 | 0 | 0 | 0 | 0 | 0 | 0 | 0 | 0 | 0 | 0 | 0 | 0
1999-07-23 | 2:00 | 60.8 | 0 | 0 | 0 | 0 | 0 | 0 | 0 | 0 | 0 | 0 | 0 | 0 | 0
1999-07-23 | 3:00 | 59 | 0 | 0 | 0 | 0 | 0 | 0 | 0 | 0 | 0 | 0 | 0 | 0 | 0
1999-07-23 | 4:00 | 59 | 0 | 0 | 0 | 0 | 0 | 0 | 0 | 0 | 0 | 0 | 0 | 0 | 0
1999-07-23 | 5:00 | 57.2 | 0 | 0 | 0 | 0 | 0 | 0 | 0 | 0 | 0 | 0 | 0 | 0 | 0
1999-07-23 | 6:00 | 60.8 | 0 | 0 | 0 | 0 | 0 | 0 | 0 | 0 | 0 | 0 | 0 | 0 | 0
1999-07-23 | 7:00 | 68 | 196708.7267 | 196.7087 | 25344.5361 | 25.3445 | 25.3445 | 0 | 7.2413 | 0 | 18.3205 | 178.3882 | 178.3882 | 0 | 0
1999-07-23 | 8:00 | 73.4 | 312748.0923 | 312.7481 | 29808.0466 | 29.808 | 29.808 | 0 | 8.5166 | 0 | 21.547 | 291.2011 | 291.2011 | 0 | 0
1999-07-23 | 9:00 | 80.6 | 440222.8081 | 440.2228 | 28088.4251 | 28.0884 | 28.0884 | 0 | 8.0253 | 0 | 20.3039 | 419.9189 | 419.9189 | 0 | 0
1999-07-23 | 10:00 | 84.2 | 570748.7657 | 570.7488 | 32679.0331 | 32.679 | 32.679 | 0 | 9.3369 | 0 | 23.6223 | 547.1265 | 547.1265 | 0 | 0
1999-07-23 | 11:00 | 89.6 | 762011.7371 | 762.0117 | 22015.5287 | 22.0155 | 22.0155 | 0 | 6.2902 | 0 | 15.9141 | 746.0977 | 746.0977 | 0 | 0
1999-07-23 | 12:00 | 93.2 | 854811.9733 | 854.812 | 20696.182 | 20.6962 | 20.6962 | 0 | 5.9132 | 0 | 14.9604 | 839.8516 | 839.8516 | 0 | 0
1999-07-23 | 13:00 | 93.2 | 749304.3988 | 749.3044 | 36540.534 | 36.5405 | 36.5405 | 0 | 10.4402 | 0 | 26.4136 | 722.8908 | 722.8908 | 0 | 0
1999-07-23 | 14:00 | 93.2 | 753136.654 | 753.1367 | 32536.3552 | 32.5364 | 32.5364 | 0 | 9.2961 | 0 | 23.5191 | 729.6175 | 729.6175 | 0 | 0
1999-07-23 | 15:00 | 93.2 | 762019.3433 | 762.0193 | 22122.0902 | 22.1221 | 22.1221 | 0 | 6.3206 | 0 | 15.9911 | 746.0282 | 746.0282 | 0 | 0
1999-07-23 | 16:00 | 91.4 | 760190.5266 | 760.1905 | 22062.3755 | 22.0624 | 22.0624 | 0 | 6.3035 | 0 | 15.9479 | 744.2426 | 744.2426 | 0 | 0
1999-07-23 | 17:00 | 87.8 | 722418.0244 | 722.418 | 24539.9897 | 24.54 | 24.54 | 0 | 7.0114 | 0 | 17.7389 | 704.6791 | 704.6791 | 0 | 0
1999-07-23 | 18:00 | 84.2 | 631241.4137 | 631.2414 | 27723.4313 | 27.7234 | 27.7234 | 0 | 7.921 | 0 | 20.0401 | 611.2013 | 611.2013 | 0 | 0
1999-07-23 | 19:00 | 78.8 | 508048.2905 | 508.0483 | 19944.5271 | 19.9445 | 19.9445 | 0 | 5.6984 | 0 | 14.417 | 493.6312 | 493.6312 | 0 | 0
1999-07-23 | 20:00 | 77 | 437688.4574 | 437.6885 | 28748.0848 | 28.7481 | 28.7481 | 0 | 8.2137 | 0 | 20.7808 | 416.9077 | 416.9077 | 0 | 0
1999-07-23 | 21:00 | 71.6 | 358769.5142 | 358.7695 | 35128.9553 | 35.129 | 35.129 | 0 | 10.0368 | 0 | 25.3932 | 333.3763 | 333.3763 | 0 | 0
1999-07-23 | 22:00 | 69.8 | 292778.135 | 292.7781 | 40217.5851 | 40.2176 | 40.2176 | 0 | 11.4907 | 0 | 29.0716 | 263.7066 | 263.7066 | 0 | 0
1999-07-23 | 23:00 | 66.2 | 0 | 0 | 0 | 0 | 0 | 0 | 0 | 0 | 0 | 0 | 0 | 0 | 0
1999-07-23 | 24:00 | 64.4 | 0 | 0 | 0 | 0 | 0 | 0 | 0 | 0 | 0 | 0 | 0 | 0 | 0
1999-07-24 | 1:00 | 62.6 | 0 | 0 | 0 | 0 | 0 | 0 | 0 | 0 | 0 | 0 | 0 | 0 | 0
1999-07-24 | 2:00 | 60.8 | 0 | 0 | 0 | 0 | 0 | 0 | 0 | 0 | 0 | 0 | 0 | 0 | 0
1999-07-24 | 3:00 | 55.4 | 0 | 0 | 0 | 0 | 0 | 0 | 0 | 0 | 0 | 0 | 0 | 0 | 0
1999-07-24 | 4:00 | 55.4 | 0 | 0 | 0 | 0 | 0 | 0 | 0 | 0 | 0 | 0 | 0 | 0 | 0
1999-07-24 | 5:00 | 55.4 | 0 | 0 | 0 | 0 | 0 | 0 | 0 | 0 | 0 | 0 | 0 | 0 | 0
1999-07-24 | 6:00 | 59 | 0 | 0 | 0 | 0 | 0 | 0 | 0 | 0 | 0 | 0 | 0 | 0 | 0
1999-07-24 | 7:00 | 64.4 | 157811.9622 | 157.812 | 126661.9693 | 126.662 | 126.662 | 0 | 34.233 | 0 | 86.6094 | 71.2026 | 71.2026 | 0 | 0
1999-07-24 | 8:00 | 69.8 | 274107.6426 | 274.1076 | 59531.1257 | 59.5311 | 59.5311 | 0 | 17.0089 | 0 | 43.0325 | 231.0751 | 231.0751 | 0 | 0
1999-07-24 | 9:00 | 75.2 | 503145.4635 | 503.1455 | 11511.5058 | 11.5115 | 11.5115 | 0 | 3.289 | 0 | 8.3212 | 494.8243 | 494.8243 | 0 | 0
1999-07-24 | 10:00 | 82.4 | 652377.0632 | 652.3771 | 7433.2987 | 7.4333 | 7.4333 | 0 | 2.1238 | 0 | 5.3732 | 647.0039 | 647.0039 | 0 | 0
1999-07-24 | 11:00 | 86 | 989163.6735 | 989.1637 | 4653.0492 | 4.653 | 4.653 | 0 | 1.3294 | 0 | 3.3635 | 985.8002 | 985.8002 | 0 | 0
1999-07-24 | 12:00 | 89.6 | 1051317.3367 | 1051.3173 | 10424.939 | 10.4249 | 10.4249 | 0 | 2.9786 | 0 | 7.5357 | 1043.7816 | 1043.7816 | 0 | 0
1999-07-24 | 13:00 | 89.6 | 1063244.1626 | 1063.2442 | 17659.4761 | 17.6595 | 17.6595 | 0 | 5.0456 | 0 | 12.7653 | 1050.4789 | 1050.4789 | 0 | 0
1999-07-24 | 14:00 | 89.6 | 1102374.9815 | 1102.375 | 7536.6857 | 7.5367 | 7.5367 | 0 | 2.1533 | 0 | 5.4479 | 1096.927 | 1096.927 | 0 | 0
1999-07-24 | 15:00 | 89.6 | 1152158.5633 | 1152.1586 | 3495.1285 | 3.4951 | 3.4951 | 0 | 0.99861 | 0 | 2.5265 | 1149.6321 | 1149.6321 | 0 | 0
1999-07-24 | 16:00 | 87.8 | 1137600.9543 | 1137.601 | 4667.6233 | 4.6676 | 4.6676 | 0 | 1.3336 | 0 | 3.374 | 1134.2269 | 1134.2269 | 0 | 0
1999-07-24 | 17:00 | 84.2 | 1058482.2742 | 1058.4823 | 5373.9663 | 5.374 | 5.374 | 0 | 1.5354 | 0 | 3.8846 | 1054.5977 | 1054.5977 | 0 | 0
1999-07-24 | 18:00 | 82.4 | 859790.5148 | 859.7905 | 27082.4213 | 27.0824 | 27.0824 | 0 | 7.7378 | 0 | 19.5767 | 840.2138 | 840.2138 | 0 | 0
1999-07-24 | 19:00 | 78.8 | 621431.2921 | 621.4313 | 2854.3151 | 2.8543 | 2.8543 | 0 | 0.81552 | 0 | 2.0633 | 619.368 | 619.368 | 0 | 0
1999-07-24 | 20:00 | 73.4 | 488225.0131 | 488.225 | 16726.1717 | 16.7262 | 16.7262 | 0 | 4.7789 | 0 | 12.0906 | 476.1344 | 476.1344 | 0 | 0
1999-07-24 | 21:00 | 69.8 | 419890.6993 | 419.8907 | 45630.7029 | 45.6307 | 45.6307 | 0 | 13.0373 | 0 | 32.9845 | 386.9062 | 386.9062 | 0 | 0
1999-07-24 | 22:00 | 69.8 | 369677.9722 | 369.678 | 83266.8795 | 83.2669 | 83.2669 | 0 | 23.7905 | 0 | 60.1901 | 309.4879 | 309.4879 | 0 | 0
1999-07-24 | 23:00 | 64.4 | 0 | 0 | 0 | 0 | 0 | 0 | 0 | 0 | 0 | 0 | 0 | 0 | 0
1999-07-24 | 24:00 | 62.6 | 0 | 0 | 0 | 0 | 0 | 0 | 0 | 0 | 0 | 0 | 0 | 0 | 0
1999-07-25 | 1:00 | 62.6 | 0 | 0 | 0 | 0 | 0 | 0 | 0 | 0 | 0 | 0 | 0 | 0 | 0
1999-07-25 | 2:00 | 62.6 | 0 | 0 | 0 | 0 | 0 | 0 | 0 | 0 | 0 | 0 | 0 | 0 | 0
1999-07-25 | 3:00 | 59 | 0 | 0 | 0 | 0 | 0 | 0 | 0 | 0 | 0 | 0 | 0 | 0 | 0
1999-07-25 | 4:00 | 57.2 | 0 | 0 | 0 | 0 | 0 | 0 | 0 | 0 | 0 | 0 | 0 | 0 | 0
1999-07-25 | 5:00 | 57.2 | 0 | 0 | 0 | 0 | 0 | 0 | 0 | 0 | 0 | 0 | 0 | 0 | 0
1999-07-25 | 6:00 | 59 | 0 | 0 | 0 | 0 | 0 | 0 | 0 | 0 | 0 | 0 | 0 | 0 | 0
1999-07-25 | 7:00 | 62.6 | 165489.1269 | 165.4891 | 103697.9183 | 103.6979 | 103.6979 | 0 | 29.628 | 0 | 74.9588 | 90.5303 | 90.5303 | 0 | 0
1999-07-25 | 8:00 | 68 | 292896.4796 | 292.8965 | 51559.7922 | 51.5598 | 51.5598 | 0 | 14.7314 | 0 | 37.2704 | 255.6261 | 255.6261 | 0 | 0
1999-07-25 | 9:00 | 73.4 | 532804.8472 | 532.8048 | 7373.9335 | 7.3739 | 7.3739 | 0 | 2.1068 | 0 | 5.3303 | 527.4745 | 527.4745 | 0 | 0
1999-07-25 | 10:00 | 78.8 | 650495.8108 | 650.4958 | 4054.2008 | 4.0542 | 4.0542 | 0 | 1.1583 | 0 | 2.9306 | 647.5652 | 647.5652 | 0 | 0
1999-07-25 | 11:00 | 82.4 | 734785.0186 | 734.785 | 2732.4972 | 2.7325 | 2.7325 | 0 | 0.78071 | 0 | 1.9752 | 732.8098 | 732.8098 | 0 | 0
1999-07-25 | 12:00 | 87.8 | 1104074.3041 | 1104.0743 | 6399.3174 | 6.3993 | 6.3993 | 0 | 1.8284 | 0 | 4.6258 | 1099.4485 | 1099.4485 | 0 | 0
1999-07-25 | 13:00 | 87.8 | 1135742.6866 | 1135.7427 | 12514.3038 | 12.5143 | 12.5143 | 0 | 3.5755 | 0 | 9.0461 | 1126.6966 | 1126.6966 | 0 | 0
1999-07-25 | 14:00 | 87.8 | 1147267.7253 | 1147.2677 | 5800.3498 | 5.8003 | 5.8003 | 0 | 1.6572 | 0 | 4.1928 | 1143.0749 | 1143.0749 | 0 | 0
1999-07-25 | 15:00 | 87.8 | 1255565.0772 | 1255.5651 | 2000.327 | 2.0003 | 2.0003 | 0 | 0.57152 | 0 | 1.446 | 1254.1191 | 1254.1191 | 0 | 0
1999-07-25 | 16:00 | 84.2 | 1276012.4483 | 1276.0124 | 1567.9064 | 1.5679 | 1.5679 | 0 | 0.44797 | 0 | 1.1334 | 1274.8791 | 1274.8791 | 0 | 0
1999-07-25 | 17:00 | 82.4 | 1128812.8088 | 1128.8128 | 1283.6439 | 1.2836 | 1.2836 | 0 | 0.36676 | 0 | 0.92789 | 1127.8849 | 1127.8849 | 0 | 0
1999-07-25 | 18:00 | 78.8 | 661596.8912 | 661.5969 | 17263.0821 | 17.2631 | 17.2631 | 0 | 4.9323 | 0 | 12.4787 | 649.1181 | 649.1181 | 0 | 0
1999-07-25 | 19:00 | 75.2 | 547560.5443 | 547.5605 | 5847.4543 | 5.8475 | 5.8475 | 0 | 1.6707 | 0 | 4.2269 | 543.3337 | 543.3337 | 0 | 0
1999-07-25 | 20:00 | 69.8 | 460515.2196 | 460.5152 | 24713.536 | 24.7135 | 24.7135 | 0 | 7.061 | 0 | 17.8644 | 442.6509 | 442.6509 | 0 | 0
1999-07-25 | 21:00 | 68 | 437426.8894 | 437.4269 | 54878.1537 | 54.8782 | 54.8782 | 0 | 15.6795 | 0 | 39.6691 | 397.7578 | 397.7578 | 0 | 0
1999-07-25 | 22:00 | 64.4 | 361331.953 | 361.332 | 90183.1379 | 90.1831 | 90.1831 | 0 | 25.7666 | 0 | 65.1895 | 296.1424 | 296.1424 | 0 | 0
1999-07-25 | 23:00 | 62.6 | 0 | 0 | 0 | 0 | 0 | 0 | 0 | 0 | 0 | 0 | 0 | 0 | 0
1999-07-25 | 24:00 | 62.6 | 0 | 0 | 0 | 0 | 0 | 0 | 0 | 0 | 0 | 0 | 0 | 0 | 0
1999-07-26 | 1:00 | 62.6 | 0 | 0 | 0 | 0 | 0 | 0 | 0 | 0 | 0 | 0 | 0 | 0 | 0
1999-07-26 | 2:00 | 60.8 | 0 | 0 | 0 | 0 | 0 | 0 | 0 | 0 | 0 | 0 | 0 | 0 | 0
1999-07-26 | 3:00 | 60.8 | 0 | 0 | 0 | 0 | 0 | 0 | 0 | 0 | 0 | 0 | 0 | 0 | 0
1999-07-26 | 4:00 | 57.2 | 0 | 0 | 0 | 0 | 0 | 0 | 0 | 0 | 0 | 0 | 0 | 0 | 0
1999-07-26 | 5:00 | 60.8 | 0 | 0 | 0 | 0 | 0 | 0 | 0 | 0 | 0 | 0 | 0 | 0 | 0
1999-07-26 | 6:00 | 59 | 0 | 0 | 0 | 0 | 0 | 0 | 0 | 0 | 0 | 0 | 0 | 0 | 0
1999-07-26 | 7:00 | 60.8 | 322213.2459 | 322.2132 | 116899.757 | 116.8998 | 116.8998 | 0 | 33.3999 | 0 | 84.5018 | 237.7114 | 237.7114 | 0 | 0
1999-07-26 | 8:00 | 60.8 | 318811.1298 | 318.8111 | 55773.0743 | 55.7731 | 55.7731 | 0 | 15.9352 | 0 | 40.316 | 278.4952 | 278.4952 | 0 | 0
1999-07-26 | 9:00 | 66.2 | 562401.041 | 562.401 | 8736.3218 | 8.7363 | 8.7363 | 0 | 2.4961 | 0 | 6.3151 | 556.0859 | 556.0859 | 0 | 0
1999-07-26 | 10:00 | 71.6 | 773686.5034 | 773.6865 | 5590.7088 | 5.5907 | 5.5907 | 0 | 1.5973 | 0 | 4.0413 | 769.6452 | 769.6452 | 0 | 0
1999-07-26 | 11:00 | 80.6 | 929821.5168 | 929.8215 | 3200.4589 | 3.2005 | 3.2005 | 0 | 0.91442 | 0 | 2.3135 | 927.508 | 927.508 | 0 | 0
1999-07-26 | 12:00 | 84.2 | 1052664.4769 | 1052.6645 | 7800.9594 | 7.801 | 7.801 | 0 | 2.2288 | 0 | 5.639 | 1047.0255 | 1047.0255 | 0 | 0
1999-07-26 | 13:00 | 89.6 | 1066514.9372 | 1066.5149 | 13527.5923 | 13.5276 | 13.5276 | 0 | 3.865 | 0 | 9.7785 | 1056.7364 | 1056.7364 | 0 | 0
1999-07-26 | 14:00 | 91.4 | 1227706.0856 | 1227.7061 | 4008.9897 | 4.009 | 4.009 | 0 | 1.1454 | 0 | 2.8979 | 1224.8082 | 1224.8082 | 0 | 0
1999-07-26 | 15:00 | 89.6 | 1550094.9648 | 1550.095 | 1531.8215 | 1.5318 | 1.5318 | 0 | 0.43766 | 0 | 1.1073 | 1548.9877 | 1548.9877 | 0 | 0
1999-07-26 | 16:00 | 87.8 | 1540010.8339 | 1540.0108 | 1761.4276 | 1.7614 | 1.7614 | 0 | 0.50327 | 0 | 1.2733 | 1538.7376 | 1538.7376 | 0 | 0
1999-07-26 | 17:00 | 84.2 | 1477285.4807 | 1477.2855 | 2614.9948 | 2.615 | 2.615 | 0 | 0.74714 | 0 | 1.8903 | 1475.3952 | 1475.3952 | 0 | 0
1999-07-26 | 18:00 | 80.6 | 1002753.3706 | 1002.7534 | 11851.7532 | 11.8518 | 11.8518 | 0 | 3.3862 | 0 | 8.5671 | 994.1862 | 994.1862 | 0 | 0
1999-07-26 | 19:00 | 75.2 | 804947.9833 | 804.948 | 2036.2039 | 2.0362 | 2.0362 | 0 | 0.58177 | 0 | 1.4719 | 803.4761 | 803.4761 | 0 | 0
1999-07-26 | 20:00 | 71.6 | 692567.5228 | 692.5675 | 14426.6882 | 14.4267 | 14.4267 | 0 | 4.1219 | 0 | 10.4284 | 682.1391 | 682.1391 | 0 | 0
1999-07-26 | 21:00 | 69.8 | 548782.8617 | 548.7829 | 45096.6429 | 45.0966 | 45.0966 | 0 | 12.8848 | 0 | 32.5984 | 516.1844 | 516.1844 | 0 | 0
1999-07-26 | 22:00 | 68 | 421155.0438 | 421.155 | 79187.3249 | 79.1873 | 79.1873 | 0 | 22.6249 | 0 | 57.2411 | 363.9139 | 363.9139 | 0 | 0
1999-07-26 | 23:00 | 66.2 | 0 | 0 | 0 | 0 | 0 | 0 | 0 | 0 | 0 | 0 | 0 | 0 | 0
1999-07-26 | 24:00 | 62.6 | 0 | 0 | 0 | 0 | 0 | 0 | 0 | 0 | 0 | 0 | 0 | 0 | 0
1999-07-27 | 1:00 | 60.8 | 0 | 0 | 0 | 0 | 0 | 0 | 0 | 0 | 0 | 0 | 0 | 0 | 0
1999-07-27 | 2:00 | 60.8 | 0 | 0 | 0 | 0 | 0 | 0 | 0 | 0 | 0 | 0 | 0 | 0 | 0
1999-07-27 | 3:00 | 59 | 0 | 0 | 0 | 0 | 0 | 0 | 0 | 0 | 0 | 0 | 0 | 0 | 0
1999-07-27 | 4:00 | 60.8 | 0 | 0 | 0 | 0 | 0 | 0 | 0 | 0 | 0 | 0 | 0 | 0 | 0
1999-07-27 | 5:00 | 59 | 0 | 0 | 0 | 0 | 0 | 0 | 0 | 0 | 0 | 0 | 0 | 0 | 0
1999-07-27 | 6:00 | 59 | 0 | 0 | 0 | 0 | 0 | 0 | 0 | 0 | 0 | 0 | 0 | 0 | 0
1999-07-27 | 7:00 | 60.8 | 248176.8684 | 248.1769 | 108513.337 | 108.5133 | 108.5133 | 0 | 31.0038 | 0 | 78.4396 | 169.7372 | 169.7372 | 0 | 0
1999-07-27 | 8:00 | 62.6 | 262398.2252 | 262.3982 | 50123.9747 | 50.124 | 50.124 | 0 | 14.3211 | 0 | 36.2325 | 226.1658 | 226.1658 | 0 | 0
1999-07-27 | 9:00 | 66.2 | 484226.2626 | 484.2263 | 7127.6729 | 7.1277 | 7.1277 | 0 | 2.0365 | 0 | 5.1523 | 479.074 | 479.074 | 0 | 0
1999-07-27 | 10:00 | 71.6 | 613467.9029 | 613.4679 | 3564.6985 | 3.5647 | 3.5647 | 0 | 1.0185 | 0 | 2.5768 | 610.8911 | 610.8911 | 0 | 0
1999-07-27 | 11:00 | 77 | 711103.4363 | 711.1034 | 1848.6358 | 1.8486 | 1.8486 | 0 | 0.52818 | 0 | 1.3363 | 709.7671 | 709.7671 | 0 | 0
1999-07-27 | 12:00 | 82.4 | 794585.8956 | 794.5859 | 5869.0344 | 5.869 | 5.869 | 0 | 1.6769 | 0 | 4.2425 | 790.3434 | 790.3434 | 0 | 0
1999-07-27 | 13:00 | 84.2 | 1109343.2944 | 1109.3433 | 11039.2 | 11.0392 | 11.0392 | 0 | 3.1541 | 0 | 7.9798 | 1101.3635 | 1101.3635 | 0 | 0
1999-07-27 | 14:00 | 87.8 | 1164278.268 | 1164.2783 | 3265.9006 | 3.2659 | 3.2659 | 0 | 0.93311 | 0 | 2.3608 | 1161.9175 | 1161.9175 | 0 | 0
1999-07-27 | 15:00 | 82.4 | 1172081.4552 | 1172.0815 | 1136.7167 | 1.1367 | 1.1367 | 0 | 0.32478 | 0 | 0.82168 | 1171.2598 | 1171.2598 | 0 | 0
1999-07-27 | 16:00 | 82.4 | 964246.1074 | 964.2461 | 897.6137 | 0.89761 | 0.89761 | 0 | 0.25646 | 0 | 0.64885 | 963.5973 | 963.5973 | 0 | 0
1999-07-27 | 17:00 | 78.8 | 950339.7565 | 950.3398 | 712.3299 | 0.71233 | 0.71233 | 0 | 0.20352 | 0 | 0.51491 | 949.8248 | 949.8248 | 0 | 0
1999-07-27 | 18:00 | 75.2 | 762494.2094 | 762.4942 | 4806.4201 | 4.8064 | 4.8064 | 0 | 1.3733 | 0 | 3.4744 | 759.0199 | 759.0199 | 0 | 0
1999-07-27 | 19:00 | 73.4 | 675307.0046 | 675.307 | 1993.4648 | 1.9935 | 1.9935 | 0 | 0.56956 | 0 | 1.441 | 673.866 | 673.866 | 0 | 0
1999-07-27 | 20:00 | 69.8 | 517973.6591 | 517.9737 | 14638.5764 | 14.6386 | 14.6386 | 0 | 4.1825 | 0 | 10.5816 | 507.3921 | 507.3921 | 0 | 0
1999-07-27 | 21:00 | 68 | 443253.9429 | 443.2539 | 45090.7092 | 45.0907 | 45.0907 | 0 | 12.8831 | 0 | 32.5941 | 410.6598 | 410.6598 | 0 | 0
1999-07-27 | 22:00 | 66.2 | 387213.0068 | 387.213 | 78517.0895 | 78.5171 | 78.5171 | 0 | 22.4335 | 0 | 56.7566 | 330.4564 | 330.4564 | 0 | 0
1999-07-27 | 23:00 | 64.4 | 0 | 0 | 0 | 0 | 0 | 0 | 0 | 0 | 0 | 0 | 0 | 0 | 0
1999-07-27 | 24:00 | 62.6 | 0 | 0 | 0 | 0 | 0 | 0 | 0 | 0 | 0 | 0 | 0 | 0 | 0
1999-07-28 | 1:00 | 62.6 | 0 | 0 | 0 | 0 | 0 | 0 | 0 | 0 | 0 | 0 | 0 | 0 | 0
1999-07-28 | 2:00 | 62.6 | 0 | 0 | 0 | 0 | 0 | 0 | 0 | 0 | 0 | 0 | 0 | 0 | 0
1999-07-28 | 3:00 | 60.8 | 0 | 0 | 0 | 0 | 0 | 0 | 0 | 0 | 0 | 0 | 0 | 0 | 0
1999-07-28 | 4:00 | 60.8 | 0 | 0 | 0 | 0 | 0 | 0 | 0 | 0 | 0 | 0 | 0 | 0 | 0
1999-07-28 | 5:00 | 60.8 | 0 | 0 | 0 | 0 | 0 | 0 | 0 | 0 | 0 | 0 | 0 | 0 | 0
1999-07-28 | 6:00 | 60.8 | 0 | 0 | 0 | 0 | 0 | 0 | 0 | 0 | 0 | 0 | 0 | 0 | 0
1999-07-28 | 7:00 | 62.6 | 284681.5434 | 284.6815 | 95589.3686 | 95.5894 | 95.5894 | 0 | 27.3112 | 0 | 69.0975 | 215.5841 | 215.5841 | 0 | 0
1999-07-28 | 8:00 | 66.2 | 336237.9748 | 336.238 | 47787.8956 | 47.7879 | 47.7879 | 0 | 13.6537 | 0 | 34.5438 | 301.6942 | 301.6942 | 0 | 0
1999-07-28 | 9:00 | 73.4 | 618857.6146 | 618.8576 | 5686.037 | 5.686 | 5.686 | 0 | 1.6246 | 0 | 4.1102 | 614.7474 | 614.7474 | 0 | 0
1999-07-28 | 10:00 | 73.4 | 706647.241 | 706.6472 | 2377.5992 | 2.3776 | 2.3776 | 0 | 0.67931 | 0 | 1.7187 | 704.9286 | 704.9286 | 0 | 0
1999-07-28 | 11:00 | 78.8 | 850142.927 | 850.1429 | 1423.2444 | 1.4232 | 1.4232 | 0 | 0.40664 | 0 | 1.0288 | 849.1141 | 849.1141 | 0 | 0
1999-07-28 | 12:00 | 84.2 | 1168593.1503 | 1168.5932 | 4953.9552 | 4.954 | 4.954 | 0 | 1.4154 | 0 | 3.581 | 1165.0121 | 1165.0121 | 0 | 0
1999-07-28 | 13:00 | 84.2 | 1265063.2983 | 1265.0633 | 9930.4124 | 9.9304 | 9.9304 | 0 | 2.8373 | 0 | 7.1783 | 1257.885 | 1257.885 | 0 | 0
1999-07-28 | 14:00 | 86 | 1243601.9172 | 1243.6019 | 2699.7843 | 2.6998 | 2.6998 | 0 | 0.77137 | 0 | 1.9516 | 1241.6504 | 1241.6504 | 0 | 0
1999-07-28 | 15:00 | 84.2 | 1287526.037 | 1287.526 | 794.4717 | 0.79447 | 0.79447 | 0 | 0.22699 | 0 | 0.57429 | 1286.9517 | 1286.9517 | 0 | 0
1999-07-28 | 16:00 | 84.2 | 1246234.5311 | 1246.2345 | 616.2109 | 0.61621 | 0.61621 | 0 | 0.17606 | 0 | 0.44543 | 1245.7891 | 1245.7891 | 0 | 0
1999-07-28 | 17:00 | 78.8 | 971276.7953 | 971.2768 | 494.4011 | 0.4944 | 0.4944 | 0 | 0.14126 | 0 | 0.35738 | 970.9194 | 970.9194 | 0 | 0
1999-07-28 | 18:00 | 77 | 707541.1722 | 707.5412 | 12852.7302 | 12.8527 | 12.8527 | 0 | 3.6722 | 0 | 9.2907 | 698.2505 | 698.2505 | 0 | 0
1999-07-28 | 19:00 | 73.4 | 690162.3849 | 690.1624 | 3386.7879 | 3.3868 | 3.3868 | 0 | 0.96765 | 0 | 2.4482 | 687.7142 | 687.7142 | 0 | 0
1999-07-28 | 20:00 | 71.6 | 621364.1754 | 621.3642 | 20846.4033 | 20.8464 | 20.8464 | 0 | 5.9561 | 0 | 15.069 | 606.2952 | 606.2952 | 0 | 0
1999-07-28 | 21:00 | 69.8 | 463628.5158 | 463.6285 | 51111.8753 | 51.1119 | 51.1119 | 0 | 14.6034 | 0 | 36.9466 | 426.6819 | 426.6819 | 0 | 0
1999-07-28 | 22:00 | 68 | 385868.5369 | 385.8685 | 82751.6824 | 82.7517 | 82.7517 | 0 | 23.6433 | 0 | 59.8176 | 326.0509 | 326.0509 | 0 | 0
1999-07-28 | 23:00 | 66.2 | 0 | 0 | 0 | 0 | 0 | 0 | 0 | 0 | 0 | 0 | 0 | 0 | 0
1999-07-28 | 24:00 | 66.2 | 0 | 0 | 0 | 0 | 0 | 0 | 0 | 0 | 0 | 0 | 0 | 0 | 0
1999-07-29 | 1:00 | 62.6 | 0 | 0 | 0 | 0 | 0 | 0 | 0 | 0 | 0 | 0 | 0 | 0 | 0
1999-07-29 | 2:00 | 62.6 | 0 | 0 | 0 | 0 | 0 | 0 | 0 | 0 | 0 | 0 | 0 | 0 | 0
1999-07-29 | 3:00 | 62.6 | 0 | 0 | 0 | 0 | 0 | 0 | 0 | 0 | 0 | 0 | 0 | 0 | 0
1999-07-29 | 4:00 | 60.8 | 0 | 0 | 0 | 0 | 0 | 0 | 0 | 0 | 0 | 0 | 0 | 0 | 0
1999-07-29 | 5:00 | 60.8 | 0 | 0 | 0 | 0 | 0 | 0 | 0 | 0 | 0 | 0 | 0 | 0 | 0
1999-07-29 | 6:00 | 62.6 | 0 | 0 | 0 | 0 | 0 | 0 | 0 | 0 | 0 | 0 | 0 | 0 | 0
1999-07-29 | 7:00 | 66.2 | 350202.8648 | 350.2029 | 103471.9824 | 103.472 | 103.472 | 0 | 29.5634 | 0 | 74.7955 | 275.4074 | 275.4074 | 0 | 0
1999-07-29 | 8:00 | 69.8 | 413034.3811 | 413.0344 | 72138.1388 | 72.1381 | 72.1381 | 0 | 20.6109 | 0 | 52.1456 | 360.8888 | 360.8888 | 0 | 0
1999-07-29 | 9:00 | 75.2 | 586429.5834 | 586.4296 | 51733.6376 | 51.7336 | 51.7336 | 0 | 14.781 | 0 | 37.396 | 549.0336 | 549.0336 | 0 | 0
1999-07-29 | 10:00 | 79.7 | 718245.109 | 718.2451 | 33437.8895 | 33.4379 | 33.4379 | 0 | 9.5537 | 0 | 24.1708 | 694.0743 | 694.0743 | 0 | 0
1999-07-29 | 11:00 | 84.2 | 876427.0389 | 876.427 | 34800.3287 | 34.8003 | 34.8003 | 0 | 9.943 | 0 | 25.1557 | 851.2714 | 851.2714 | 0 | 0
1999-07-29 | 12:00 | 89.6 | 993223.3503 | 993.2234 | 43623.7004 | 43.6237 | 43.6237 | 0 | 12.4639 | 0 | 31.5337 | 961.6896 | 961.6896 | 0 | 0
1999-07-29 | 13:00 | 91.4 | 1000812.8077 | 1000.8128 | 51132.2238 | 51.1322 | 51.1322 | 0 | 14.6092 | 0 | 36.9613 | 963.8515 | 963.8515 | 0 | 0
1999-07-29 | 14:00 | 91.22 | 1024525.1931 | 1024.5252 | 40339.1708 | 40.3392 | 40.3392 | 0 | 11.5255 | 0 | 29.1595 | 995.3657 | 995.3657 | 0 | 0
1999-07-29 | 15:00 | 89.6 | 1045143.1122 | 1045.1431 | 24887.5027 | 24.8875 | 24.8875 | 0 | 7.1107 | 0 | 17.9901 | 1027.153 | 1027.153 | 0 | 0
1999-07-29 | 16:00 | 86 | 954705.3737 | 954.7054 | 48078.0546 | 48.0781 | 48.0781 | 0 | 13.7366 | 0 | 34.7536 | 919.9518 | 919.9518 | 0 | 0
1999-07-29 | 17:00 | 84.2 | 845021.1514 | 845.0212 | 95678.6961 | 95.6787 | 95.6787 | 0 | 27.3368 | 0 | 69.162 | 775.8591 | 775.8591 | 0 | 0
1999-07-29 | 18:00 | 80.6 | 618519.0979 | 618.5191 | 79464.9289 | 79.4649 | 79.4649 | 0 | 22.7043 | 0 | 57.4418 | 561.0773 | 561.0773 | 0 | 0
1999-07-29 | 19:00 | 77 | 477932.1002 | 477.9321 | 3307.6852 | 3.3077 | 3.3077 | 0 | 0.94505 | 0 | 2.391 | 475.5411 | 475.5411 | 0 | 0
1999-07-29 | 20:00 | 73.4 | 430444.8386 | 430.4448 | 16790.2077 | 16.7902 | 16.7902 | 0 | 4.7972 | 0 | 12.1369 | 418.3079 | 418.3079 | 0 | 0
1999-07-29 | 21:00 | 69.8 | 333909.0518 | 333.9091 | 25779.7038 | 25.7797 | 25.7797 | 0 | 7.3656 | 0 | 18.635 | 315.274 | 315.274 | 0 | 0
1999-07-29 | 22:00 | 68 | 276692.9117 | 276.6929 | 32821.2212 | 32.8212 | 32.8212 | 0 | 9.3775 | 0 | 23.7251 | 252.9679 | 252.9679 | 0 | 0
1999-07-29 | 23:00 | 66.2 | 0 | 0 | 0 | 0 | 0 | 0 | 0 | 0 | 0 | 0 | 0 | 0 | 0
1999-07-29 | 24:00 | 66.2 | 0 | 0 | 0 | 0 | 0 | 0 | 0 | 0 | 0 | 0 | 0 | 0 | 0
1999-07-30 | 1:00 | 64.4 | 0 | 0 | 0 | 0 | 0 | 0 | 0 | 0 | 0 | 0 | 0 | 0 | 0
1999-07-30 | 2:00 | 62.6 | 0 | 0 | 0 | 0 | 0 | 0 | 0 | 0 | 0 | 0 | 0 | 0 | 0
1999-07-30 | 3:00 | 62.6 | 0 | 0 | 0 | 0 | 0 | 0 | 0 | 0 | 0 | 0 | 0 | 0 | 0
1999-07-30 | 4:00 | 60.8 | 0 | 0 | 0 | 0 | 0 | 0 | 0 | 0 | 0 | 0 | 0 | 0 | 0
1999-07-30 | 5:00 | 60.8 | 0 | 0 | 0 | 0 | 0 | 0 | 0 | 0 | 0 | 0 | 0 | 0 | 0
1999-07-30 | 6:00 | 62.6 | 0 | 0 | 0 | 0 | 0 | 0 | 0 | 0 | 0 | 0 | 0 | 0 | 0
1999-07-30 | 7:00 | 68 | 241761.0707 | 241.7611 | 24695.6141 | 24.6956 | 24.6956 | 0 | 7.0559 | 0 | 17.8514 | 223.9097 | 223.9097 | 0 | 0
1999-07-30 | 8:00 | 71.6 | 348273.5779 | 348.2736 | 30412.368 | 30.4124 | 30.4124 | 0 | 8.6892 | 0 | 21.9838 | 326.2898 | 326.2898 | 0 | 0
1999-07-30 | 9:00 | 75.2 | 419027.3882 | 419.0274 | 29475.3276 | 29.4753 | 29.4753 | 0 | 8.4215 | 0 | 21.3065 | 397.7209 | 397.7209 | 0 | 0
1999-07-30 | 10:00 | 80.6 | 511567.5639 | 511.5676 | 28051.1873 | 28.0512 | 28.0512 | 0 | 8.0146 | 0 | 20.277 | 491.2906 | 491.2906 | 0 | 0
1999-07-30 | 11:00 | 84.2 | 683696.5404 | 683.6965 | 19606.7836 | 19.6068 | 19.6068 | 0 | 5.6019 | 0 | 14.1729 | 669.5236 | 669.5236 | 0 | 0
1999-07-30 | 12:00 | 87.8 | 837743.2229 | 837.7432 | 22061.9668 | 22.062 | 22.062 | 0 | 6.3034 | 0 | 15.9477 | 821.7956 | 821.7956 | 0 | 0
1999-07-30 | 13:00 | 89.6 | 722247.9971 | 722.248 | 38113.8372 | 38.1138 | 38.1138 | 0 | 10.8897 | 0 | 27.5509 | 694.6971 | 694.6971 | 0 | 0
1999-07-30 | 14:00 | 89.6 | 732422.9464 | 732.4229 | 33402.1409 | 33.4021 | 33.4021 | 0 | 9.5435 | 0 | 24.145 | 708.278 | 708.278 | 0 | 0
1999-07-30 | 15:00 | 87.8 | 721420.5455 | 721.4205 | 23033.316 | 23.0333 | 23.0333 | 0 | 6.5809 | 0 | 16.6498 | 704.7707 | 704.7707 | 0 | 0
1999-07-30 | 16:00 | 89.6 | 719115.012 | 719.115 | 22437.8265 | 22.4378 | 22.4378 | 0 | 6.4108 | 0 | 16.2193 | 702.8957 | 702.8957 | 0 | 0
1999-07-30 | 17:00 | 87.8 | 712061.9108 | 712.0619 | 24676.534 | 24.6765 | 24.6765 | 0 | 7.0504 | 0 | 17.8376 | 694.2243 | 694.2243 | 0 | 0
1999-07-30 | 18:00 | 82.4 | 648485.9373 | 648.4859 | 25191.3232 | 25.1913 | 25.1913 | 0 | 7.1975 | 0 | 18.2097 | 630.2762 | 630.2762 | 0 | 0
1999-07-30 | 19:00 | 77 | 631342.5302 | 631.3425 | 20338.7473 | 20.3387 | 20.3387 | 0 | 5.8111 | 0 | 14.702 | 616.6405 | 616.6405 | 0 | 0
1999-07-30 | 20:00 | 73.4 | 533008.2263 | 533.0082 | 31572.1559 | 31.5722 | 31.5722 | 0 | 9.0206 | 0 | 22.8222 | 510.1861 | 510.1861 | 0 | 0
1999-07-30 | 21:00 | 71.6 | 446569.9141 | 446.5699 | 37600.6587 | 37.6007 | 37.6007 | 0 | 10.743 | 0 | 27.1799 | 419.39 | 419.39 | 0 | 0
1999-07-30 | 22:00 | 69.8 | 409156.2244 | 409.1562 | 41878.5309 | 41.8785 | 41.8785 | 0 | 11.9653 | 0 | 30.2722 | 378.884 | 378.884 | 0 | 0
1999-07-30 | 23:00 | 68 | 0 | 0 | 0 | 0 | 0 | 0 | 0 | 0 | 0 | 0 | 0 | 0 | 0
1999-07-30 | 24:00 | 64.4 | 0 | 0 | 0 | 0 | 0 | 0 | 0 | 0 | 0 | 0 | 0 | 0 | 0
1999-07-31 | 1:00 | 62.6 | 0 | 0 | 0 | 0 | 0 | 0 | 0 | 0 | 0 | 0 | 0 | 0 | 0
1999-07-31 | 2:00 | 62.6 | 0 | 0 | 0 | 0 | 0 | 0 | 0 | 0 | 0 | 0 | 0 | 0 | 0
1999-07-31 | 3:00 | 60.8 | 0 | 0 | 0 | 0 | 0 | 0 | 0 | 0 | 0 | 0 | 0 | 0 | 0
1999-07-31 | 4:00 | 60.8 | 0 | 0 | 0 | 0 | 0 | 0 | 0 | 0 | 0 | 0 | 0 | 0 | 0
1999-07-31 | 5:00 | 60.8 | 0 | 0 | 0 | 0 | 0 | 0 | 0 | 0 | 0 | 0 | 0 | 0 | 0
1999-07-31 | 6:00 | 62.6 | 0 | 0 | 0 | 0 | 0 | 0 | 0 | 0 | 0 | 0 | 0 | 0 | 0
1999-07-31 | 7:00 | 66.2 | 322343.119 | 322.3431 | 122890.3277 | 122.8903 | 122.8903 | 0 | 35.1115 | 0 | 88.8322 | 233.511 | 233.511 | 0 | 0
1999-07-31 | 8:00 | 69.8 | 433544.6716 | 433.5447 | 59719.7207 | 59.7197 | 59.7197 | 0 | 17.0628 | 0 | 43.1688 | 390.3758 | 390.3758 | 0 | 0
1999-07-31 | 9:00 | 75.2 | 700654.9769 | 700.655 | 11872.9908 | 11.873 | 11.873 | 0 | 3.3923 | 0 | 8.5825 | 692.0725 | 692.0725 | 0 | 0
1999-07-31 | 10:00 | 80.6 | 854421.1608 | 854.4212 | 8282.0064 | 8.282 | 8.282 | 0 | 2.3663 | 0 | 5.9867 | 848.4345 | 848.4345 | 0 | 0
1999-07-31 | 11:00 | 84.2 | 1120379.8891 | 1120.3799 | 5615.1955 | 5.6152 | 5.6152 | 0 | 1.6043 | 0 | 4.059 | 1116.3209 | 1116.3209 | 0 | 0
1999-07-31 | 12:00 | 87.8 | 1313293.2135 | 1313.2932 | 10641.1438 | 10.6411 | 10.6411 | 0 | 3.0403 | 0 | 7.692 | 1305.6012 | 1305.6012 | 0 | 0
1999-07-31 | 13:00 | 89.6 | 1461373.5644 | 1461.3736 | 17871.1088 | 17.8711 | 17.8711 | 0 | 5.106 | 0 | 12.9183 | 1448.4553 | 1448.4553 | 0 | 0
1999-07-31 | 14:00 | 89.6 | 1666688.1868 | 1666.6882 | 7406.9498 | 7.4069 | 7.4069 | 0 | 2.1163 | 0 | 5.3542 | 1661.334 | 1661.334 | 0 | 0
1999-07-31 | 15:00 | 87.8 | 1658309.4353 | 1658.3094 | 3652.7874 | 3.6528 | 3.6528 | 0 | 1.0437 | 0 | 2.6404 | 1655.669 | 1655.669 | 0 | 0
1999-07-31 | 16:00 | 86 | 1567837.9359 | 1567.8379 | 4814.3354 | 4.8143 | 4.8143 | 0 | 1.3755 | 0 | 3.4801 | 1564.3579 | 1564.3579 | 0 | 0
1999-07-31 | 17:00 | 84.2 | 1474190.3636 | 1474.1904 | 5685.2257 | 5.6852 | 5.6852 | 0 | 1.6244 | 0 | 4.1096 | 1470.0808 | 1470.0808 | 0 | 0
1999-07-31 | 18:00 | 80.6 | 1042127.4246 | 1042.1274 | 14512.91 | 14.5129 | 14.5129 | 0 | 4.1465 | 0 | 10.4908 | 1031.6367 | 1031.6367 | 0 | 0
1999-07-31 | 19:00 | 75.2 | 841696.9106 | 841.6969 | 3155.4182 | 3.1554 | 3.1554 | 0 | 0.90155 | 0 | 2.2809 | 839.416 | 839.416 | 0 | 0
1999-07-31 | 20:00 | 69.8 | 617770.7969 | 617.7708 | 18775.1104 | 18.7751 | 18.7751 | 0 | 5.3643 | 0 | 13.5717 | 604.1991 | 604.1991 | 0 | 0
1999-07-31 | 21:00 | 69.8 | 450276.7025 | 450.2767 | 47348.3422 | 47.3483 | 47.3483 | 0 | 13.5281 | 0 | 34.2261 | 416.0506 | 416.0506 | 0 | 0
1999-07-31 | 22:00 | 68.54 | 404302.7599 | 404.3028 | 83799.5649 | 83.7996 | 83.7996 | 0 | 23.9427 | 0 | 60.5751 | 343.7276 | 343.7276 | 0 | 0
1999-07-31 | 23:00 | 67.28 | 0 | 0 | 0 | 0 | 0 | 0 | 0 | 0 | 0 | 0 | 0 | 0 | 0
1999-07-31 | 24:00 | 66.02 | 0 | 0 | 0 | 0 | 0 | 0 | 0 | 0 | 0 | 0 | 0 | 0 | 0
2001-08-01 | 1:00 | 64.58 | 0 | 0 | 0 | 0 | 0 | 0 | 0 | 0 | 0 | 0 | 0 | 0 | 0
2001-08-01 | 2:00 | 63.32 | 0 | 0 | 0 | 0 | 0 | 0 | 0 | 0 | 0 | 0 | 0 | 0 | 0
2001-08-01 | 3:00 | 62.06 | 0 | 0 | 0 | 0 | 0 | 0 | 0 | 0 | 0 | 0 | 0 | 0 | 0
2001-08-01 | 4:00 | 60.8 | 0 | 0 | 0 | 0 | 0 | 0 | 0 | 0 | 0 | 0 | 0 | 0 | 0
2001-08-01 | 5:00 | 62.6 | 0 | 0 | 0 | 0 | 0 | 0 | 0 | 0 | 0 | 0 | 0 | 0 | 0
2001-08-01 | 6:00 | 62.6 | 0 | 0 | 0 | 0 | 0 | 0 | 0 | 0 | 0 | 0 | 0 | 0 | 0
2001-08-01 | 7:00 | 64.4 | 406584.3705 | 406.5844 | 110124.2099 | 110.1242 | 110.1242 | 0 | 31.4641 | 0 | 79.6041 | 326.9803 | 326.9803 | 0 | 0
2001-08-01 | 8:00 | 64.4 | 399302.2659 | 399.3023 | 54802.2211 | 54.8022 | 54.8022 | 0 | 15.6578 | 0 | 39.6142 | 359.6881 | 359.6881 | 0 | 0
2001-08-01 | 9:00 | 66.2 | 605588.8404 | 605.5888 | 7486.5849 | 7.4866 | 7.4866 | 0 | 2.139 | 0 | 5.4117 | 600.1771 | 600.1771 | 0 | 0
2001-08-01 | 10:00 | 73.4 | 810794.4876 | 810.7945 | 4748.1641 | 4.7482 | 4.7482 | 0 | 1.3566 | 0 | 3.4322 | 807.3622 | 807.3622 | 0 | 0
2001-08-01 | 11:00 | 77 | 931706.4472 | 931.7064 | 3326.4654 | 3.3265 | 3.3265 | 0 | 0.95042 | 0 | 2.4046 | 929.3019 | 929.3019 | 0 | 0
2001-08-01 | 12:00 | 82.4 | 1029082.1294 | 1029.0821 | 7854.9194 | 7.8549 | 7.8549 | 0 | 2.2443 | 0 | 5.678 | 1023.4041 | 1023.4041 | 0 | 0
2001-08-01 | 13:00 | 86 | 1404928.7008 | 1404.9287 | 13103.926 | 13.1039 | 13.1039 | 0 | 3.744 | 0 | 9.4723 | 1395.4564 | 1395.4564 | 0 | 0
2001-08-01 | 14:00 | 87.8 | 1467228.5193 | 1467.2285 | 4806.4051 | 4.8064 | 4.8064 | 0 | 1.3733 | 0 | 3.4743 | 1463.7542 | 1463.7542 | 0 | 0
2001-08-01 | 15:00 | 87.8 | 1545610.5421 | 1545.6105 | 2344.6896 | 2.3447 | 2.3447 | 0 | 0.66991 | 0 | 1.6949 | 1543.9157 | 1543.9157 | 0 | 0
2001-08-01 | 16:00 | 84.2 | 1516885.6929 | 1516.8857 | 2702.2127 | 2.7022 | 2.7022 | 0 | 0.77206 | 0 | 1.9533 | 1514.9324 | 1514.9324 | 0 | 0
2001-08-01 | 17:00 | 80.6 | 1184305.7989 | 1184.3058 | 2160.7956 | 2.1608 | 2.1608 | 0 | 0.61737 | 0 | 1.5619 | 1182.7439 | 1182.7439 | 0 | 0
2001-08-01 | 18:00 | 77 | 833860.8313 | 833.8608 | 6037.5308 | 6.0375 | 6.0375 | 0 | 1.725 | 0 | 4.3643 | 829.4966 | 829.4966 | 0 | 0
2001-08-01 | 19:00 | 73.4 | 744435.1691 | 744.4352 | 2898.4801 | 2.8985 | 2.8985 | 0 | 0.82814 | 0 | 2.0952 | 742.34 | 742.34 | 0 | 0
2001-08-01 | 20:00 | 71.6 | 616927.1076 | 616.9271 | 16567.4173 | 16.5674 | 16.5674 | 0 | 4.7335 | 0 | 11.9759 | 604.9512 | 604.9512 | 0 | 0
2001-08-01 | 21:00 | 68 | 439915.9852 | 439.916 | 46578.2675 | 46.5783 | 46.5783 | 0 | 13.3081 | 0 | 33.6694 | 406.2466 | 406.2466 | 0 | 0
2001-08-01 | 22:00 | 66.38 | 352006.144 | 352.0061 | 80864.785 | 80.8648 | 80.8648 | 0 | 23.1042 | 0 | 58.4537 | 293.5525 | 293.5525 | 0 | 0
2001-08-01 | 23:00 | 64.4 | 0 | 0 | 0 | 0 | 0 | 0 | 0 | 0 | 0 | 0 | 0 | 0 | 0
2001-08-01 | 24:00 | 62.6 | 0 | 0 | 0 | 0 | 0 | 0 | 0 | 0 | 0 | 0 | 0 | 0 | 0
2001-08-02 | 1:00 | 62.6 | 0 | 0 | 0 | 0 | 0 | 0 | 0 | 0 | 0 | 0 | 0 | 0 | 0
2001-08-02 | 2:00 | 62.6 | 0 | 0 | 0 | 0 | 0 | 0 | 0 | 0 | 0 | 0 | 0 | 0 | 0
2001-08-02 | 3:00 | 62.6 | 0 | 0 | 0 | 0 | 0 | 0 | 0 | 0 | 0 | 0 | 0 | 0 | 0
2001-08-02 | 4:00 | 60.8 | 0 | 0 | 0 | 0 | 0 | 0 | 0 | 0 | 0 | 0 | 0 | 0 | 0
2001-08-02 | 5:00 | 60.8 | 0 | 0 | 0 | 0 | 0 | 0 | 0 | 0 | 0 | 0 | 0 | 0 | 0
2001-08-02 | 6:00 | 62.6 | 0 | 0 | 0 | 0 | 0 | 0 | 0 | 0 | 0 | 0 | 0 | 0 | 0
2001-08-02 | 7:00 | 64.4 | 371703.4739 | 371.7035 | 97208.5191 | 97.2085 | 97.2085 | 0 | 27.7739 | 0 | 70.2679 | 301.4356 | 301.4356 | 0 | 0
2001-08-02 | 8:00 | 68 | 464981.111 | 464.9811 | 48899.7744 | 48.8998 | 48.8998 | 0 | 13.9714 | 0 | 35.3476 | 429.6336 | 429.6336 | 0 | 0
2001-08-02 | 9:00 | 71.6 | 698038.3145 | 698.0383 | 6489.9893 | 6.49 | 6.49 | 0 | 1.8543 | 0 | 4.6913 | 693.347 | 693.347 | 0 | 0
2001-08-02 | 10:00 | 75.2 | 869839.1322 | 869.8391 | 3565.9175 | 3.5659 | 3.5659 | 0 | 1.0188 | 0 | 2.5776 | 867.2615 | 867.2615 | 0 | 0
2001-08-02 | 11:00 | 80.6 | 1045582.7191 | 1045.5827 | 2237.3589 | 2.2374 | 2.2374 | 0 | 0.63925 | 0 | 1.6173 | 1043.9654 | 1043.9654 | 0 | 0
2001-08-02 | 12:00 | 87.8 | 1435232.9273 | 1435.2329 | 5633.9359 | 5.6339 | 5.6339 | 0 | 1.6097 | 0 | 4.0725 | 1431.1604 | 1431.1604 | 0 | 0
2001-08-02 | 13:00 | 89.6 | 1534953.6973 | 1534.9537 | 10626.3369 | 10.6263 | 10.6263 | 0 | 3.0361 | 0 | 7.6813 | 1527.2724 | 1527.2724 | 0 | 0
2001-08-02 | 14:00 | 89.6 | 1663935.6626 | 1663.9357 | 3429.0083 | 3.429 | 3.429 | 0 | 0.97972 | 0 | 2.4787 | 1661.457 | 1661.457 | 0 | 0
2001-08-02 | 15:00 | 87.8 | 1753114.0342 | 1753.114 | 1410.8923 | 1.4109 | 1.4109 | 0 | 0.40311 | 0 | 1.0199 | 1752.0942 | 1752.0942 | 0 | 0
2001-08-02 | 16:00 | 86 | 1717300.9093 | 1717.3009 | 1663.2597 | 1.6633 | 1.6633 | 0 | 0.47522 | 0 | 1.2023 | 1716.0986 | 1716.0986 | 0 | 0
2001-08-02 | 17:00 | 82.4 | 1496643.8344 | 1496.6438 | 2334.307 | 2.3343 | 2.3343 | 0 | 0.66694 | 0 | 1.6874 | 1494.9565 | 1494.9565 | 0 | 0
2001-08-02 | 18:00 | 78.8 | 966736.9452 | 966.7369 | 5167.2329 | 5.1672 | 5.1672 | 0 | 1.4764 | 0 | 3.7352 | 963.0018 | 963.0018 | 0 | 0
2001-08-02 | 19:00 | 73.4 | 875552.5694 | 875.5526 | 2084.5176 | 2.0845 | 2.0845 | 0 | 0.59558 | 0 | 1.5068 | 874.0458 | 874.0458 | 0 | 0
2001-08-02 | 20:00 | 69.8 | 697350.0677 | 697.3501 | 14247.9135 | 14.2479 | 14.2479 | 0 | 4.0708 | 0 | 10.2992 | 687.0509 | 687.0509 | 0 | 0
2001-08-02 | 21:00 | 66.2 | 489588.179 | 489.5882 | 44738.7996 | 44.7388 | 44.7388 | 0 | 12.7825 | 0 | 32.3398 | 457.2484 | 457.2484 | 0 | 0
2001-08-02 | 22:00 | 66.2 | 415873.6458 | 415.8736 | 79429.079 | 79.4291 | 79.4291 | 0 | 22.694 | 0 | 57.4159 | 358.4578 | 358.4578 | 0 | 0
2001-08-02 | 23:00 | 64.4 | 0 | 0 | 0 | 0 | 0 | 0 | 0 | 0 | 0 | 0 | 0 | 0 | 0
2001-08-02 | 24:00 | 64.4 | 0 | 0 | 0 | 0 | 0 | 0 | 0 | 0 | 0 | 0 | 0 | 0 | 0
2001-08-03 | 1:00 | 63.32 | 0 | 0 | 0 | 0 | 0 | 0 | 0 | 0 | 0 | 0 | 0 | 0 | 0
2001-08-03 | 2:00 | 62.6 | 0 | 0 | 0 | 0 | 0 | 0 | 0 | 0 | 0 | 0 | 0 | 0 | 0
2001-08-03 | 3:00 | 60.8 | 0 | 0 | 0 | 0 | 0 | 0 | 0 | 0 | 0 | 0 | 0 | 0 | 0
2001-08-03 | 4:00 | 60.8 | 0 | 0 | 0 | 0 | 0 | 0 | 0 | 0 | 0 | 0 | 0 | 0 | 0
2001-08-03 | 5:00 | 60.8 | 0 | 0 | 0 | 0 | 0 | 0 | 0 | 0 | 0 | 0 | 0 | 0 | 0
2001-08-03 | 6:00 | 60.8 | 0 | 0 | 0 | 0 | 0 | 0 | 0 | 0 | 0 | 0 | 0 | 0 | 0
2001-08-03 | 7:00 | 62.6 | 334511.8888 | 334.5119 | 95394.6583 | 95.3947 | 95.3947 | 0 | 27.2556 | 0 | 68.9567 | 265.5552 | 265.5552 | 0 | 0
2001-08-03 | 8:00 | 66.2 | 425802.3529 | 425.8024 | 47884.2081 | 47.8842 | 47.8842 | 0 | 13.6812 | 0 | 34.6134 | 391.1889 | 391.1889 | 0 | 0
2001-08-03 | 9:00 | 73.4 | 795197.9447 | 795.1979 | 5748.4269 | 5.7484 | 5.7484 | 0 | 1.6424 | 0 | 4.1553 | 791.0427 | 791.0427 | 0 | 0
2001-08-03 | 10:00 | 78.8 | 1023817.2367 | 1023.8172 | 2515.917 | 2.5159 | 2.5159 | 0 | 0.71883 | 0 | 1.8186 | 1021.9986 | 1021.9986 | 0 | 0
2001-08-03 | 11:00 | 84.2 | 1268889.7179 | 1268.8897 | 1706.9585 | 1.707 | 1.707 | 0 | 0.4877 | 0 | 1.2339 | 1267.6558 | 1267.6558 | 0 | 0
2001-08-03 | 12:00 | 89.6 | 1523908.8446 | 1523.9088 | 4548.7266 | 4.5487 | 4.5487 | 0 | 1.2996 | 0 | 3.2881 | 1520.6208 | 1520.6208 | 0 | 0
2001-08-03 | 13:00 | 87.8 | 1404499.9864 | 1404.5 | 10115.8037 | 10.1158 | 10.1158 | 0 | 2.8902 | 0 | 7.3123 | 1397.1877 | 1397.1877 | 0 | 0
2001-08-03 | 14:00 | 89.6 | 1384267.1615 | 1384.2672 | 3002.5518 | 3.0026 | 3.0026 | 0 | 0.85787 | 0 | 2.1704 | 1382.0967 | 1382.0967 | 0 | 0
2001-08-03 | 15:00 | 89.6 | 1442323.0258 | 1442.323 | 1023.5628 | 1.0236 | 1.0236 | 0 | 0.29245 | 0 | 0.73989 | 1441.5831 | 1441.5831 | 0 | 0
2001-08-03 | 16:00 | 89.6 | 1262919.032 | 1262.919 | 1030.622 | 1.0306 | 1.0306 | 0 | 0.29446 | 0 | 0.74499 | 1262.174 | 1262.174 | 0 | 0
2001-08-03 | 17:00 | 86 | 1188946.6395 | 1188.9466 | 1742.7137 | 1.7427 | 1.7427 | 0 | 0.49792 | 0 | 1.2597 | 1187.6869 | 1187.6869 | 0 | 0
2001-08-03 | 18:00 | 82.4 | 1057788.0811 | 1057.7881 | 19844.0058 | 19.844 | 19.844 | 0 | 5.6697 | 0 | 14.3444 | 1043.4437 | 1043.4437 | 0 | 0
2001-08-03 | 19:00 | 77 | 805619.0698 | 805.6191 | 1623.2802 | 1.6233 | 1.6233 | 0 | 0.46379 | 0 | 1.1734 | 804.4457 | 804.4457 | 0 | 0
2001-08-03 | 20:00 | 71.6 | 664000.0802 | 664.0001 | 13166.0347 | 13.166 | 13.166 | 0 | 3.7617 | 0 | 9.5172 | 654.4829 | 654.4829 | 0 | 0
2001-08-03 | 21:00 | 69.8 | 555055.1321 | 555.0551 | 42316.8407 | 42.3168 | 42.3168 | 0 | 12.0905 | 0 | 30.589 | 524.4661 | 524.4661 | 0 | 0
2001-08-03 | 22:00 | 68.18 | 492073.5843 | 492.0736 | 76436.5854 | 76.4366 | 76.4366 | 0 | 21.839 | 0 | 55.2527 | 436.8209 | 436.8209 | 0 | 0
2001-08-03 | 23:00 | 66.2 | 0 | 0 | 0 | 0 | 0 | 0 | 0 | 0 | 0 | 0 | 0 | 0 | 0
2001-08-03 | 24:00 | 62.6 | 0 | 0 | 0 | 0 | 0 | 0 | 0 | 0 | 0 | 0 | 0 | 0 | 0
2001-08-04 | 1:00 | 62.6 | 0 | 0 | 0 | 0 | 0 | 0 | 0 | 0 | 0 | 0 | 0 | 0 | 0
2001-08-04 | 2:00 | 62.6 | 0 | 0 | 0 | 0 | 0 | 0 | 0 | 0 | 0 | 0 | 0 | 0 | 0
2001-08-04 | 3:00 | 59 | 0 | 0 | 0 | 0 | 0 | 0 | 0 | 0 | 0 | 0 | 0 | 0 | 0
2001-08-04 | 4:00 | 57.2 | 0 | 0 | 0 | 0 | 0 | 0 | 0 | 0 | 0 | 0 | 0 | 0 | 0
2001-08-04 | 5:00 | 55.4 | 0 | 0 | 0 | 0 | 0 | 0 | 0 | 0 | 0 | 0 | 0 | 0 | 0
2001-08-04 | 6:00 | 57.2 | 0 | 0 | 0 | 0 | 0 | 0 | 0 | 0 | 0 | 0 | 0 | 0 | 0
2001-08-04 | 7:00 | 57.2 | 186036.9369 | 186.0369 | 98179.1382 | 98.1791 | 98.1791 | 0 | 28.0512 | 0 | 70.9695 | 115.0674 | 115.0674 | 0 | 0
2001-08-04 | 8:00 | 60.8 | 261895.988 | 261.896 | 49284.1783 | 49.2842 | 49.2842 | 0 | 14.0812 | 0 | 35.6254 | 226.2706 | 226.2706 | 0 | 0
2001-08-04 | 9:00 | 71.6 | 630774.6565 | 630.7747 | 6523.1224 | 6.5231 | 6.5231 | 0 | 1.8637 | 0 | 4.7153 | 626.0594 | 626.0594 | 0 | 0
2001-08-04 | 10:00 | 78.8 | 884842.5697 | 884.8426 | 2617.9002 | 2.6179 | 2.6179 | 0 | 0.74797 | 0 | 1.8924 | 882.9502 | 882.9502 | 0 | 0
2001-08-04 | 11:00 | 84.2 | 1001522.579 | 1001.5226 | 1513.4325 | 1.5134 | 1.5134 | 0 | 0.43241 | 0 | 1.094 | 1000.4286 | 1000.4286 | 0 | 0
2001-08-04 | 12:00 | 89.6 | 1103153.1709 | 1103.1532 | 4615.9258 | 4.6159 | 4.6159 | 0 | 1.3188 | 0 | 3.3367 | 1099.8165 | 1099.8165 | 0 | 0
2001-08-04 | 13:00 | 93.2 | 1133645.2947 | 1133.6453 | 9101.3472 | 9.1013 | 9.1013 | 0 | 2.6004 | 0 | 6.579 | 1127.0663 | 1127.0663 | 0 | 0
2001-08-04 | 14:00 | 93.2 | 1222487.8217 | 1222.4878 | 2609.4115 | 2.6094 | 2.6094 | 0 | 0.74555 | 0 | 1.8862 | 1220.6016 | 1220.6016 | 0 | 0
2001-08-04 | 15:00 | 91.4 | 1230759.2569 | 1230.7593 | 815.1341 | 0.81513 | 0.81513 | 0 | 0.2329 | 0 | 0.58923 | 1230.17 | 1230.17 | 0 | 0
2001-08-04 | 16:00 | 89.6 | 1193425.8193 | 1193.4258 | 893.2317 | 0.89323 | 0.89323 | 0 | 0.25521 | 0 | 0.64568 | 1192.7801 | 1192.7801 | 0 | 0
2001-08-04 | 17:00 | 87.8 | 1151436.2926 | 1151.4363 | 1792.6666 | 1.7927 | 1.7927 | 0 | 0.51219 | 0 | 1.2958 | 1150.1405 | 1150.1405 | 0 | 0
2001-08-04 | 18:00 | 84.2 | 983174.4886 | 983.1745 | 22730.1413 | 22.7301 | 22.7301 | 0 | 6.4943 | 0 | 16.4306 | 966.7438 | 966.7438 | 0 | 0
2001-08-04 | 19:00 | 80.6 | 726649.4149 | 726.6494 | 2905.9488 | 2.9059 | 2.9059 | 0 | 0.83027 | 0 | 2.1006 | 724.5488 | 724.5488 | 0 | 0
2001-08-04 | 20:00 | 73.4 | 519000.8831 | 519.0009 | 11446.4607 | 11.4465 | 11.4465 | 0 | 3.2704 | 0 | 8.2742 | 510.7267 | 510.7267 | 0 | 0
2001-08-04 | 21:00 | 71.6 | 410311.6105 | 410.3116 | 40653.0526 | 40.6531 | 40.6531 | 0 | 11.6152 | 0 | 29.3863 | 380.9253 | 380.9253 | 0 | 0
2001-08-04 | 22:00 | 69.8 | 361844.2942 | 361.8443 | 74864.4273 | 74.8644 | 74.8644 | 0 | 21.3898 | 0 | 54.1163 | 307.728 | 307.728 | 0 | 0
2001-08-04 | 23:00 | 64.4 | 0 | 0 | 0 | 0 | 0 | 0 | 0 | 0 | 0 | 0 | 0 | 0 | 0
2001-08-04 | 24:00 | 66.2 | 0 | 0 | 0 | 0 | 0 | 0 | 0 | 0 | 0 | 0 | 0 | 0 | 0
2001-08-05 | 1:00 | 64.4 | 0 | 0 | 0 | 0 | 0 | 0 | 0 | 0 | 0 | 0 | 0 | 0 | 0
2001-08-05 | 2:00 | 64.4 | 0 | 0 | 0 | 0 | 0 | 0 | 0 | 0 | 0 | 0 | 0 | 0 | 0
2001-08-05 | 3:00 | 60.8 | 0 | 0 | 0 | 0 | 0 | 0 | 0 | 0 | 0 | 0 | 0 | 0 | 0
2001-08-05 | 4:00 | 57.2 | 0 | 0 | 0 | 0 | 0 | 0 | 0 | 0 | 0 | 0 | 0 | 0 | 0
2001-08-05 | 5:00 | 57.2 | 0 | 0 | 0 | 0 | 0 | 0 | 0 | 0 | 0 | 0 | 0 | 0 | 0
2001-08-05 | 6:00 | 60.8 | 0 | 0 | 0 | 0 | 0 | 0 | 0 | 0 | 0 | 0 | 0 | 0 | 0
2001-08-05 | 7:00 | 68 | 254561.0216 | 254.561 | 101549.9262 | 101.5499 | 101.5499 | 0 | 29.0143 | 0 | 73.4061 | 181.1549 | 181.1549 | 0 | 0
2001-08-05 | 8:00 | 73.4 | 381553.6242 | 381.5536 | 69118.7984 | 69.1188 | 69.1188 | 0 | 19.7482 | 0 | 49.963 | 331.5906 | 331.5906 | 0 | 0
2001-08-05 | 9:00 | 78.8 | 545088.1553 | 545.0882 | 48397.2066 | 48.3972 | 48.3972 | 0 | 13.8278 | 0 | 34.9843 | 510.1039 | 510.1039 | 0 | 0
2001-08-05 | 10:00 | 84.2 | 746050.0416 | 746.05 | 33741.6191 | 33.7416 | 33.7416 | 0 | 9.6405 | 0 | 24.3904 | 721.6597 | 721.6597 | 0 | 0
2001-08-05 | 11:00 | 91.4 | 974928.56 | 974.9286 | 37699.9424 | 37.6999 | 37.6999 | 0 | 10.7714 | 0 | 27.2517 | 947.6769 | 947.6769 | 0 | 0
2001-08-05 | 12:00 | 95 | 1067160.7454 | 1067.1607 | 42698.8833 | 42.6989 | 42.6989 | 0 | 12.1997 | 0 | 30.8652 | 1036.2956 | 1036.2956 | 0 | 0
2001-08-05 | 13:00 | 98.6 | 1136632.3246 | 1136.6323 | 48164.9041 | 48.1649 | 48.1649 | 0 | 13.7614 | 0 | 34.8163 | 1101.816 | 1101.816 | 0 | 0
2001-08-05 | 14:00 | 98.6 | 1219900.473 | 1219.9005 | 35886.8203 | 35.8868 | 35.8868 | 0 | 10.2534 | 0 | 25.941 | 1193.9594 | 1193.9594 | 0 | 0
2001-08-05 | 15:00 | 96.8 | 1356866.7319 | 1356.8667 | 23955.2121 | 23.9552 | 23.9552 | 0 | 6.8443 | 0 | 17.3162 | 1339.5505 | 1339.5505 | 0 | 0
2001-08-05 | 16:00 | 91.4 | 1262977.167 | 1262.9772 | 48048.7482 | 48.0487 | 48.0487 | 0 | 13.7282 | 0 | 34.7324 | 1228.2448 | 1228.2448 | 0 | 0
2001-08-05 | 17:00 | 86 | 1091324.2025 | 1091.3242 | 94009.2271 | 94.0092 | 94.0092 | 0 | 26.8598 | 0 | 67.9552 | 1023.369 | 1023.369 | 0 | 0
2001-08-05 | 18:00 | 82.4 | 887318.0847 | 887.3181 | 128143.1826 | 128.1432 | 128.1432 | 0 | 34.6333 | 0 | 87.6222 | 799.6959 | 799.6959 | 0 | 0
2001-08-05 | 19:00 | 80.6 | 584365.9119 | 584.3659 | 2954.2954 | 2.9543 | 2.9543 | 0 | 0.84408 | 0 | 2.1355 | 582.2304 | 582.2304 | 0 | 0
2001-08-05 | 20:00 | 75.2 | 568250.4949 | 568.2505 | 15415.4966 | 15.4155 | 15.4155 | 0 | 4.4044 | 0 | 11.1432 | 557.1073 | 557.1073 | 0 | 0
2001-08-05 | 21:00 | 73.4 | 514299.729 | 514.2997 | 22841.5462 | 22.8415 | 22.8415 | 0 | 6.5262 | 0 | 16.5112 | 497.7886 | 497.7886 | 0 | 0
2001-08-05 | 22:00 | 73.4 | 471616.7994 | 471.6168 | 29113.1048 | 29.1131 | 29.1131 | 0 | 8.318 | 0 | 21.0446 | 450.5722 | 450.5722 | 0 | 0
2001-08-05 | 23:00 | 69.8 | 0 | 0 | 0 | 0 | 0 | 0 | 0 | 0 | 0 | 0 | 0 | 0 | 0
2001-08-05 | 24:00 | 68 | 0 | 0 | 0 | 0 | 0 | 0 | 0 | 0 | 0 | 0 | 0 | 0 | 0
2001-08-06 | 1:00 | 68 | 0 | 0 | 0 | 0 | 0 | 0 | 0 | 0 | 0 | 0 | 0 | 0 | 0
2001-08-06 | 2:00 | 64.4 | 0 | 0 | 0 | 0 | 0 | 0 | 0 | 0 | 0 | 0 | 0 | 0 | 0
2001-08-06 | 3:00 | 64.4 | 0 | 0 | 0 | 0 | 0 | 0 | 0 | 0 | 0 | 0 | 0 | 0 | 0
2001-08-06 | 4:00 | 64.4 | 0 | 0 | 0 | 0 | 0 | 0 | 0 | 0 | 0 | 0 | 0 | 0 | 0
2001-08-06 | 5:00 | 64.4 | 0 | 0 | 0 | 0 | 0 | 0 | 0 | 0 | 0 | 0 | 0 | 0 | 0
2001-08-06 | 6:00 | 66.2 | 0 | 0 | 0 | 0 | 0 | 0 | 0 | 0 | 0 | 0 | 0 | 0 | 0
2001-08-06 | 7:00 | 71.6 | 485901.3765 | 485.9014 | 20062.9071 | 20.0629 | 20.0629 | 0 | 5.7323 | 0 | 14.5026 | 471.3988 | 471.3988 | 0 | 0
2001-08-06 | 8:00 | 77 | 581757.8882 | 581.7579 | 27129.3022 | 27.1293 | 27.1293 | 0 | 7.7512 | 0 | 19.6106 | 562.1473 | 562.1473 | 0 | 0
2001-08-06 | 9:00 | 81.68 | 665938.5534 | 665.9386 | 26342.1066 | 26.3421 | 26.3421 | 0 | 7.5263 | 0 | 19.0416 | 646.897 | 646.897 | 0 | 0
2001-08-06 | 10:00 | 86.72 | 731447.3242 | 731.4473 | 38561.8887 | 38.5619 | 38.5619 | 0 | 11.0177 | 0 | 27.8747 | 703.5726 | 703.5726 | 0 | 0
2001-08-06 | 11:00 | 91.4 | 926987.4175 | 926.9874 | 20339.5119 | 20.3395 | 20.3395 | 0 | 5.8113 | 0 | 14.7026 | 912.2849 | 912.2849 | 0 | 0
2001-08-06 | 12:00 | 96.8 | 1008801.3352 | 1008.8013 | 18417.223 | 18.4172 | 18.4172 | 0 | 5.2621 | 0 | 13.313 | 995.4883 | 995.4883 | 0 | 0
2001-08-06 | 13:00 | 100.4 | 975501.6289 | 975.5016 | 32356.4287 | 32.3564 | 32.3564 | 0 | 9.2447 | 0 | 23.3891 | 952.1126 | 952.1126 | 0 | 0
2001-08-06 | 14:00 | 100.4 | 1071526.5952 | 1071.5266 | 31309.4718 | 31.3095 | 31.3095 | 0 | 8.9456 | 0 | 22.6323 | 1048.8943 | 1048.8943 | 0 | 0
2001-08-06 | 15:00 | 96.8 | 1070589.4682 | 1070.5895 | 26729.0322 | 26.729 | 26.729 | 0 | 7.6369 | 0 | 19.3213 | 1051.2682 | 1051.2682 | 0 | 0
2001-08-06 | 16:00 | 93.2 | 973386.3719 | 973.3864 | 27682.4728 | 27.6825 | 27.6825 | 0 | 7.9093 | 0 | 20.0105 | 953.3759 | 953.3759 | 0 | 0
2001-08-06 | 17:00 | 91.4 | 905365.7492 | 905.3657 | 22694.3622 | 22.6944 | 22.6944 | 0 | 6.4841 | 0 | 16.4048 | 888.961 | 888.961 | 0 | 0
2001-08-06 | 18:00 | 87.8 | 826780.4928 | 826.7805 | 30110.9252 | 30.1109 | 30.1109 | 0 | 8.6031 | 0 | 21.7659 | 805.0146 | 805.0146 | 0 | 0
2001-08-06 | 19:00 | 82.4 | 777515.7843 | 777.5158 | 38855.6296 | 38.8556 | 38.8556 | 0 | 11.1016 | 0 | 28.0871 | 749.4287 | 749.4287 | 0 | 0
2001-08-06 | 20:00 | 82.4 | 800313.3474 | 800.3133 | 29606.9066 | 29.6069 | 29.6069 | 0 | 8.4591 | 0 | 21.4016 | 778.9118 | 778.9118 | 0 | 0
2001-08-06 | 21:00 | 78.8 | 749384.0159 | 749.384 | 33901.5743 | 33.9016 | 33.9016 | 0 | 9.6862 | 0 | 24.506 | 724.878 | 724.878 | 0 | 0
2001-08-06 | 22:00 | 78.8 | 679186.962 | 679.187 | 37226.2909 | 37.2263 | 37.2263 | 0 | 10.6361 | 0 | 26.9093 | 652.2777 | 652.2777 | 0 | 0
2001-08-06 | 23:00 | 73.4 | 0 | 0 | 0 | 0 | 0 | 0 | 0 | 0 | 0 | 0 | 0 | 0 | 0
2001-08-06 | 24:00 | 71.6 | 0 | 0 | 0 | 0 | 0 | 0 | 0 | 0 | 0 | 0 | 0 | 0 | 0
2001-08-07 | 1:00 | 71.6 | 0 | 0 | 0 | 0 | 0 | 0 | 0 | 0 | 0 | 0 | 0 | 0 | 0
2001-08-07 | 2:00 | 69.8 | 0 | 0 | 0 | 0 | 0 | 0 | 0 | 0 | 0 | 0 | 0 | 0 | 0
2001-08-07 | 3:00 | 68 | 0 | 0 | 0 | 0 | 0 | 0 | 0 | 0 | 0 | 0 | 0 | 0 | 0
2001-08-07 | 4:00 | 68 | 0 | 0 | 0 | 0 | 0 | 0 | 0 | 0 | 0 | 0 | 0 | 0 | 0
2001-08-07 | 5:00 | 69.8 | 0 | 0 | 0 | 0 | 0 | 0 | 0 | 0 | 0 | 0 | 0 | 0 | 0
2001-08-07 | 6:00 | 69.8 | 0 | 0 | 0 | 0 | 0 | 0 | 0 | 0 | 0 | 0 | 0 | 0 | 0
2001-08-07 | 7:00 | 73.4 | 708427.2747 | 708.4273 | 111829.31 | 111.8293 | 111.8293 | 0 | 31.9512 | 0 | 80.8366 | 627.5907 | 627.5907 | 0 | 0
2001-08-07 | 8:00 | 77 | 848402.1421 | 848.4021 | 52054.5305 | 52.0545 | 52.0545 | 0 | 14.8727 | 0 | 37.628 | 810.7742 | 810.7742 | 0 | 0
2001-08-07 | 9:00 | 82.4 | 1339971.3906 | 1339.9714 | 8479.4296 | 8.4794 | 8.4794 | 0 | 2.4227 | 0 | 6.1294 | 1333.842 | 1333.842 | 0 | 0
2001-08-07 | 10:00 | 87.8 | 1534061.705 | 1534.0617 | 5377.199 | 5.3772 | 5.3772 | 0 | 1.5363 | 0 | 3.8869 | 1530.1748 | 1530.1748 | 0 | 0
2001-08-07 | 11:00 | 93.2 | 1482282.5676 | 1482.2826 | 3649.6198 | 3.6496 | 3.6496 | 0 | 1.0427 | 0 | 2.6382 | 1479.6444 | 1479.6444 | 0 | 0
2001-08-07 | 12:00 | 98.6 | 1807726.6325 | 1807.7266 | 5771.707 | 5.7717 | 5.7717 | 0 | 1.6491 | 0 | 4.1721 | 1803.5545 | 1803.5545 | 0 | 0
2001-08-07 | 13:00 | 98.6 | 1948894.7011 | 1948.8947 | 9376.6682 | 9.3767 | 9.3767 | 0 | 2.679 | 0 | 6.778 | 1942.1167 | 1942.1167 | 0 | 0
2001-08-07 | 14:00 | 100.4 | 1948894.7011 | 1948.8947 | 3215.9782 | 3.216 | 3.216 | 0 | 0.91885 | 0 | 2.3247 | 1946.57 | 1946.57 | 0 | 0
2001-08-07 | 15:00 | 96.8 | 1948894.7011 | 1948.8947 | 754.085 | 0.75409 | 0.75409 | 0 | 0.21545 | 0 | 0.5451 | 1948.3496 | 1948.3496 | 0 | 0
2001-08-07 | 16:00 | 95 | 1948894.7011 | 1948.8947 | 2101.3053 | 2.1013 | 2.1013 | 0 | 0.60037 | 0 | 1.5189 | 1947.3758 | 1947.3758 | 0 | 0
2001-08-07 | 17:00 | 93.2 | 1824216.8454 | 1824.2168 | 2471.5804 | 2.4716 | 2.4716 | 0 | 0.70617 | 0 | 1.7866 | 1822.4302 | 1822.4302 | 0 | 0
2001-08-07 | 18:00 | 89.6 | 1395987.2358 | 1395.9872 | 21562.8173 | 21.5628 | 21.5628 | 0 | 6.1608 | 0 | 15.5868 | 1380.4004 | 1380.4004 | 0 | 0
2001-08-07 | 19:00 | 84.2 | 1211903.2296 | 1211.9032 | 5835.049 | 5.835 | 5.835 | 0 | 1.6672 | 0 | 4.2179 | 1207.6853 | 1207.6853 | 0 | 0
2001-08-07 | 20:00 | 82.4 | 1021258.3478 | 1021.2583 | 22968.686 | 22.9687 | 22.9687 | 0 | 6.5625 | 0 | 16.6031 | 1004.6553 | 1004.6553 | 0 | 0
2001-08-07 | 21:00 | 78.8 | 732990.5478 | 732.9905 | 41825.2018 | 41.8252 | 41.8252 | 0 | 11.9501 | 0 | 30.2336 | 702.7569 | 702.7569 | 0 | 0
2001-08-07 | 22:00 | 75.2 | 704734.5708 | 704.7346 | 78858.5546 | 78.8586 | 78.8586 | 0 | 22.531 | 0 | 57.0035 | 647.7311 | 647.7311 | 0 | 0
2001-08-07 | 23:00 | 73.4 | 0 | 0 | 0 | 0 | 0 | 0 | 0 | 0 | 0 | 0 | 0 | 0 | 0
2001-08-07 | 24:00 | 71.6 | 0 | 0 | 0 | 0 | 0 | 0 | 0 | 0 | 0 | 0 | 0 | 0 | 0
2001-08-08 | 1:00 | 69.8 | 0 | 0 | 0 | 0 | 0 | 0 | 0 | 0 | 0 | 0 | 0 | 0 | 0
2001-08-08 | 2:00 | 68 | 0 | 0 | 0 | 0 | 0 | 0 | 0 | 0 | 0 | 0 | 0 | 0 | 0
2001-08-08 | 3:00 | 69.8 | 0 | 0 | 0 | 0 | 0 | 0 | 0 | 0 | 0 | 0 | 0 | 0 | 0
2001-08-08 | 4:00 | 66.2 | 0 | 0 | 0 | 0 | 0 | 0 | 0 | 0 | 0 | 0 | 0 | 0 | 0
2001-08-08 | 5:00 | 67.1 | 0 | 0 | 0 | 0 | 0 | 0 | 0 | 0 | 0 | 0 | 0 | 0 | 0
2001-08-08 | 6:00 | 69.8 | 0 | 0 | 0 | 0 | 0 | 0 | 0 | 0 | 0 | 0 | 0 | 0 | 0
2001-08-08 | 7:00 | 73.4 | 718636.8872 | 718.6369 | 84399.0728 | 84.3991 | 84.3991 | 0 | 24.114 | 0 | 61.0085 | 657.6284 | 657.6284 | 0 | 0
2001-08-08 | 8:00 | 76.64 | 859247.1243 | 859.2471 | 18903.8339 | 18.9038 | 18.9038 | 0 | 5.4011 | 0 | 13.6648 | 845.5824 | 845.5824 | 0 | 0
2001-08-08 | 9:00 | 80.6 | 1548253.7047 | 1548.2537 | 632.9677 | 0.63297 | 0.63297 | 0 | 0.18085 | 0 | 0.45755 | 1547.7962 | 1547.7962 | 0 | 0
2001-08-08 | 10:00 | 86 | 1734545.419 | 1734.5454 | 424.4027 | 0.4244 | 0.4244 | 0 | 0.12126 | 0 | 0.30678 | 1734.2386 | 1734.2386 | 0 | 0
2001-08-08 | 11:00 | 89.6 | 1895653.2519 | 1895.6533 | 296.9256 | 0.29693 | 0.29693 | 0 | 0.084836 | 0 | 0.21463 | 1895.4386 | 1895.4386 | 0 | 0
2001-08-08 | 12:00 | 91.4 | 1781365.4527 | 1781.3655 | 309.1661 | 0.30917 | 0.30917 | 0 | 0.088333 | 0 | 0.22348 | 1781.142 | 1781.142 | 0 | 0
2001-08-08 | 13:00 | 93.2 | 1575565.3709 | 1575.5654 | 398.3794 | 0.39838 | 0.39838 | 0 | 0.11382 | 0 | 0.28797 | 1575.2774 | 1575.2774 | 0 | 0
2001-08-08 | 14:00 | 91.4 | 1460707.5271 | 1460.7075 | 259.4646 | 0.25946 | 0.25946 | 0 | 0.074133 | 0 | 0.18756 | 1460.52 | 1460.52 | 0 | 0
2001-08-08 | 15:00 | 91.4 | 1537263.3898 | 1537.2634 | 158.6557 | 0.15866 | 0.15866 | 0 | 0.04533 | 0 | 0.11469 | 1537.1487 | 1537.1487 | 0 | 0
2001-08-08 | 16:00 | 89.6 | 1634650.9458 | 1634.6509 | 142.2474 | 0.14225 | 0.14225 | 0 | 0.040642 | 0 | 0.10282 | 1634.5481 | 1634.5481 | 0 | 0
2001-08-08 | 17:00 | 86 | 1677700.4563 | 1677.7005 | 125.7045 | 0.1257 | 0.1257 | 0 | 0.035916 | 0 | 0.090866 | 1677.6096 | 1677.6096 | 0 | 0
2001-08-08 | 18:00 | 82.4 | 1301764.7228 | 1301.7647 | 490.8815 | 0.49088 | 0.49088 | 0 | 0.14025 | 0 | 0.35484 | 1301.4099 | 1301.4099 | 0 | 0
2001-08-08 | 19:00 | 78.8 | 1217451.3592 | 1217.4514 | 510.3363 | 0.51034 | 0.51034 | 0 | 0.14581 | 0 | 0.3689 | 1217.0825 | 1217.0825 | 0 | 0
2001-08-08 | 20:00 | 75.2 | 1162269.1795 | 1162.2692 | 398.8255 | 0.39883 | 0.39883 | 0 | 0.11395 | 0 | 0.28829 | 1161.9809 | 1161.9809 | 0 | 0
2001-08-08 | 21:00 | 73.4 | 981251.9768 | 981.252 | 7251.4651 | 7.2515 | 7.2515 | 0 | 2.0718 | 0 | 5.2418 | 976.0102 | 976.0102 | 0 | 0
2001-08-08 | 22:00 | 71.6 | 750436.1625 | 750.4362 | 10358.0945 | 10.3581 | 10.3581 | 0 | 2.9595 | 0 | 7.4874 | 742.9487 | 742.9487 | 0 | 0
2001-08-08 | 23:00 | 68 | 0 | 0 | 0 | 0 | 0 | 0 | 0 | 0 | 0 | 0 | 0 | 0 | 0
2001-08-08 | 24:00 | 69.8 | 0 | 0 | 0 | 0 | 0 | 0 | 0 | 0 | 0 | 0 | 0 | 0 | 0
2001-08-09 | 1:00 | 64.4 | 0 | 0 | 0 | 0 | 0 | 0 | 0 | 0 | 0 | 0 | 0 | 0 | 0
2001-08-09 | 2:00 | 64.4 | 0 | 0 | 0 | 0 | 0 | 0 | 0 | 0 | 0 | 0 | 0 | 0 | 0
2001-08-09 | 3:00 | 64.4 | 0 | 0 | 0 | 0 | 0 | 0 | 0 | 0 | 0 | 0 | 0 | 0 | 0
2001-08-09 | 4:00 | 62.6 | 0 | 0 | 0 | 0 | 0 | 0 | 0 | 0 | 0 | 0 | 0 | 0 | 0
2001-08-09 | 5:00 | 62.6 | 0 | 0 | 0 | 0 | 0 | 0 | 0 | 0 | 0 | 0 | 0 | 0 | 0
2001-08-09 | 6:00 | 62.6 | 0 | 0 | 0 | 0 | 0 | 0 | 0 | 0 | 0 | 0 | 0 | 0 | 0
2001-08-09 | 7:00 | 64.4 | 518093.1089 | 518.0931 | 69396.2656 | 69.3963 | 69.3963 | 0 | 19.8275 | 0 | 50.1636 | 467.9295 | 467.9295 | 0 | 0
2001-08-09 | 8:00 | 69.8 | 659544.5804 | 659.5446 | 15089.3492 | 15.0893 | 15.0893 | 0 | 4.3112 | 0 | 10.9074 | 648.6371 | 648.6371 | 0 | 0
2001-08-09 | 9:00 | 73.4 | 1366348.9584 | 1366.349 | 310.9291 | 0.31093 | 0.31093 | 0 | 0.088837 | 0 | 0.22476 | 1366.1242 | 1366.1242 | 0 | 0
2001-08-09 | 10:00 | 78.8 | 1621389.2791 | 1621.3893 | 215.9692 | 0.21597 | 0.21597 | 0 | 0.061705 | 0 | 0.15611 | 1621.2332 | 1621.2332 | 0 | 0
2001-08-09 | 11:00 | 84.2 | 1737585.1724 | 1737.5852 | 166.7532 | 0.16675 | 0.16675 | 0 | 0.047644 | 0 | 0.12054 | 1737.4646 | 1737.4646 | 0 | 0
2001-08-09 | 12:00 | 89.6 | 1504198.9269 | 1504.1989 | 202.7083 | 0.20271 | 0.20271 | 0 | 0.057917 | 0 | 0.14653 | 1504.0524 | 1504.0524 | 0 | 0
2001-08-09 | 13:00 | 91.4 | 1407127.3776 | 1407.1274 | 306.7226 | 0.30672 | 0.30672 | 0 | 0.087635 | 0 | 0.22172 | 1406.9057 | 1406.9057 | 0 | 0
2001-08-09 | 14:00 | 93.2 | 1449029.198 | 1449.0292 | 191.2823 | 0.19128 | 0.19128 | 0 | 0.054652 | 0 | 0.13827 | 1448.8909 | 1448.8909 | 0 | 0
2001-08-09 | 15:00 | 93.2 | 1551694.9951 | 1551.695 | 108.5978 | 0.1086 | 0.1086 | 0 | 0.031028 | 0 | 0.078501 | 1551.6165 | 1551.6165 | 0 | 0
2001-08-09 | 16:00 | 91.4 | 1552877.3664 | 1552.8774 | 99.0202 | 0.09902 | 0.09902 | 0 | 0.028291 | 0 | 0.071577 | 1552.8058 | 1552.8058 | 0 | 0
2001-08-09 | 17:00 | 87.8 | 1483745.5205 | 1483.7455 | 87.6305 | 0.087631 | 0.087631 | 0 | 0.025037 | 0 | 0.063344 | 1483.6822 | 1483.6822 | 0 | 0
2001-08-09 | 18:00 | 84.2 | 1210617.6518 | 1210.6177 | 368.1962 | 0.3682 | 0.3682 | 0 | 0.1052 | 0 | 0.26615 | 1210.3515 | 1210.3515 | 0 | 0
2001-08-09 | 19:00 | 78.8 | 1094047.1001 | 1094.0471 | 455.6274 | 0.45563 | 0.45563 | 0 | 0.13018 | 0 | 0.32935 | 1093.7177 | 1093.7177 | 0 | 0
2001-08-09 | 20:00 | 75.2 | 1116643.2458 | 1116.6432 | 355.4022 | 0.3554 | 0.3554 | 0 | 0.10154 | 0 | 0.25691 | 1116.3863 | 1116.3863 | 0 | 0
2001-08-09 | 21:00 | 73.4 | 1004598.7302 | 1004.5987 | 6838.6272 | 6.8386 | 6.8386 | 0 | 1.9539 | 0 | 4.9434 | 999.6554 | 999.6554 | 0 | 0
2001-08-09 | 22:00 | 69.8 | 699033.4381 | 699.0334 | 9831.4962 | 9.8315 | 9.8315 | 0 | 2.809 | 0 | 7.1068 | 691.9267 | 691.9267 | 0 | 0
2001-08-09 | 23:00 | 66.2 | 0 | 0 | 0 | 0 | 0 | 0 | 0 | 0 | 0 | 0 | 0 | 0 | 0
2001-08-09 | 24:00 | 64.4 | 0 | 0 | 0 | 0 | 0 | 0 | 0 | 0 | 0 | 0 | 0 | 0 | 0
2001-08-10 | 1:00 | 62.6 | 0 | 0 | 0 | 0 | 0 | 0 | 0 | 0 | 0 | 0 | 0 | 0 | 0
2001-08-10 | 2:00 | 62.6 | 0 | 0 | 0 | 0 | 0 | 0 | 0 | 0 | 0 | 0 | 0 | 0 | 0
2001-08-10 | 3:00 | 60.8 | 0 | 0 | 0 | 0 | 0 | 0 | 0 | 0 | 0 | 0 | 0 | 0 | 0
2001-08-10 | 4:00 | 60.8 | 0 | 0 | 0 | 0 | 0 | 0 | 0 | 0 | 0 | 0 | 0 | 0 | 0
2001-08-10 | 5:00 | 62.6 | 0 | 0 | 0 | 0 | 0 | 0 | 0 | 0 | 0 | 0 | 0 | 0 | 0
2001-08-10 | 6:00 | 62.6 | 0 | 0 | 0 | 0 | 0 | 0 | 0 | 0 | 0 | 0 | 0 | 0 | 0
2001-08-10 | 7:00 | 64.4 | 396772.1521 | 396.7722 | 62074.9343 | 62.0749 | 62.0749 | 0 | 17.7357 | 0 | 44.8713 | 351.9008 | 351.9008 | 0 | 0
2001-08-10 | 8:00 | 68 | 561901.5517 | 561.9016 | 13149.8302 | 13.1498 | 13.1498 | 0 | 3.7571 | 0 | 9.5054 | 552.3961 | 552.3961 | 0 | 0
2001-08-10 | 9:00 | 73.4 | 1198341.5597 | 1198.3416 | 264.9989 | 0.265 | 0.265 | 0 | 0.075714 | 0 | 0.19156 | 1198.15 | 1198.15 | 0 | 0
2001-08-10 | 10:00 | 78.8 | 1324000.1952 | 1324.0002 | 175.5057 | 0.17551 | 0.17551 | 0 | 0.050144 | 0 | 0.12687 | 1323.8733 | 1323.8733 | 0 | 0
2001-08-10 | 11:00 | 84.2 | 1224144.4822 | 1224.1445 | 134.2231 | 0.13422 | 0.13422 | 0 | 0.038349 | 0 | 0.097024 | 1224.0475 | 1224.0475 | 0 | 0
2001-08-10 | 12:00 | 89.6 | 1285326.6228 | 1285.3266 | 174.098 | 0.1741 | 0.1741 | 0 | 0.049742 | 0 | 0.12585 | 1285.2008 | 1285.2008 | 0 | 0
2001-08-10 | 13:00 | 91.4 | 1317918.8184 | 1317.9188 | 365.1996 | 0.3652 | 0.3652 | 0 | 0.10434 | 0 | 0.26399 | 1317.6548 | 1317.6548 | 0 | 0
2001-08-10 | 14:00 | 93.2 | 1393928.1858 | 1393.9282 | 169.1646 | 0.16916 | 0.16916 | 0 | 0.048333 | 0 | 0.12228 | 1393.8059 | 1393.8059 | 0 | 0
2001-08-10 | 15:00 | 93.2 | 1545366.8483 | 1545.3668 | 91.0486 | 0.091049 | 0.091049 | 0 | 0.026014 | 0 | 0.065815 | 1545.301 | 1545.301 | 0 | 0
2001-08-10 | 16:00 | 93.2 | 1618114.1085 | 1618.1141 | 83.9905 | 0.083991 | 0.083991 | 0 | 0.023997 | 0 | 0.060713 | 1618.0534 | 1618.0534 | 0 | 0
2001-08-10 | 17:00 | 89.6 | 1527782.4824 | 1527.7825 | 73.9374 | 0.073937 | 0.073937 | 0 | 0.021125 | 0 | 0.053446 | 1527.729 | 1527.729 | 0 | 0
2001-08-10 | 18:00 | 86 | 1230039.6839 | 1230.0397 | 348.6564 | 0.34866 | 0.34866 | 0 | 0.099616 | 0 | 0.25203 | 1229.7877 | 1229.7877 | 0 | 0
2001-08-10 | 19:00 | 80.6 | 1184947.9162 | 1184.9479 | 434.9119 | 0.43491 | 0.43491 | 0 | 0.12426 | 0 | 0.31438 | 1184.6335 | 1184.6335 | 0 | 0
2001-08-10 | 20:00 | 75.2 | 1078566.4754 | 1078.5665 | 338.6502 | 0.33865 | 0.33865 | 0 | 0.096757 | 0 | 0.2448 | 1078.3217 | 1078.3217 | 0 | 0
2001-08-10 | 21:00 | 71.6 | 798819.7894 | 798.8198 | 6128.832 | 6.1288 | 6.1288 | 0 | 1.7511 | 0 | 4.4303 | 794.3895 | 794.3895 | 0 | 0
2001-08-10 | 22:00 | 71.6 | 566350.1535 | 566.3502 | 9443.8777 | 9.4439 | 9.4439 | 0 | 2.6983 | 0 | 6.8266 | 559.5236 | 559.5236 | 0 | 0
2001-08-10 | 23:00 | 68 | 0 | 0 | 0 | 0 | 0 | 0 | 0 | 0 | 0 | 0 | 0 | 0 | 0
2001-08-10 | 24:00 | 67.1 | 0 | 0 | 0 | 0 | 0 | 0 | 0 | 0 | 0 | 0 | 0 | 0 | 0
2001-08-11 | 1:00 | 66.2 | 0 | 0 | 0 | 0 | 0 | 0 | 0 | 0 | 0 | 0 | 0 | 0 | 0
2001-08-11 | 2:00 | 64.4 | 0 | 0 | 0 | 0 | 0 | 0 | 0 | 0 | 0 | 0 | 0 | 0 | 0
2001-08-11 | 3:00 | 64.4 | 0 | 0 | 0 | 0 | 0 | 0 | 0 | 0 | 0 | 0 | 0 | 0 | 0
2001-08-11 | 4:00 | 63.5 | 0 | 0 | 0 | 0 | 0 | 0 | 0 | 0 | 0 | 0 | 0 | 0 | 0
2001-08-11 | 5:00 | 62.6 | 0 | 0 | 0 | 0 | 0 | 0 | 0 | 0 | 0 | 0 | 0 | 0 | 0
2001-08-11 | 6:00 | 62.6 | 0 | 0 | 0 | 0 | 0 | 0 | 0 | 0 | 0 | 0 | 0 | 0 | 0
2001-08-11 | 7:00 | 66.92 | 282690.6031 | 282.6906 | 54923.2478 | 54.9232 | 54.9232 | 0 | 15.6924 | 0 | 39.7017 | 242.9889 | 242.9889 | 0 | 0
2001-08-11 | 8:00 | 71.6 | 534437.5158 | 534.4375 | 10801.0837 | 10.8011 | 10.8011 | 0 | 3.086 | 0 | 7.8076 | 526.6299 | 526.6299 | 0 | 0
2001-08-11 | 9:00 | 77 | 1184282.1577 | 1184.2822 | 200.9816 | 0.20098 | 0.20098 | 0 | 0.057423 | 0 | 0.14528 | 1184.1369 | 1184.1369 | 0 | 0
2001-08-11 | 10:00 | 82.4 | 1236181.9585 | 1236.182 | 153.2588 | 0.15326 | 0.15326 | 0 | 0.043788 | 0 | 0.11078 | 1236.0712 | 1236.0712 | 0 | 0
2001-08-11 | 11:00 | 87.8 | 1228076.5833 | 1228.0766 | 119.931 | 0.11993 | 0.11993 | 0 | 0.034266 | 0 | 0.086693 | 1227.9899 | 1227.9899 | 0 | 0
2001-08-11 | 12:00 | 91.4 | 1366599.4492 | 1366.5994 | 160.5306 | 0.16053 | 0.16053 | 0 | 0.045866 | 0 | 0.11604 | 1366.4834 | 1366.4834 | 0 | 0
2001-08-11 | 13:00 | 93.2 | 1491852.1172 | 1491.8521 | 253.312 | 0.25331 | 0.25331 | 0 | 0.072375 | 0 | 0.18311 | 1491.669 | 1491.669 | 0 | 0
2001-08-11 | 14:00 | 93.2 | 1881578.487 | 1881.5785 | 158.7429 | 0.15874 | 0.15874 | 0 | 0.045355 | 0 | 0.11475 | 1881.4637 | 1881.4637 | 0 | 0
2001-08-11 | 15:00 | 93.2 | 1948894.7011 | 1948.8947 | 20.9666 | 0.020967 | 0.020967 | 0 | 0.0059905 | 0 | 0.015156 | 1948.8795 | 1948.8795 | 0 | 0
2001-08-11 | 16:00 | 91.4 | 1948894.7011 | 1948.8947 | 51.5744 | 0.051574 | 0.051574 | 0 | 0.014736 | 0 | 0.037281 | 1948.8574 | 1948.8574 | 0 | 0
2001-08-11 | 17:00 | 87.8 | 1893276.2842 | 1893.2763 | 67.8822 | 0.067882 | 0.067882 | 0 | 0.019395 | 0 | 0.049069 | 1893.2272 | 1893.2272 | 0 | 0
2001-08-11 | 18:00 | 84.2 | 1440199.8704 | 1440.1999 | 337.8137 | 0.33781 | 0.33781 | 0 | 0.096518 | 0 | 0.24419 | 1439.9557 | 1439.9557 | 0 | 0
2001-08-11 | 19:00 | 78.8 | 1206062.038 | 1206.062 | 421.2118 | 0.42121 | 0.42121 | 0 | 0.12035 | 0 | 0.30448 | 1205.7576 | 1205.7576 | 0 | 0
2001-08-11 | 20:00 | 75.2 | 1055390.2476 | 1055.3902 | 327.418 | 0.32742 | 0.32742 | 0 | 0.093548 | 0 | 0.23668 | 1055.1536 | 1055.1536 | 0 | 0
2001-08-11 | 21:00 | 73.4 | 868835.4245 | 868.8354 | 4783.0673 | 4.7831 | 4.7831 | 0 | 1.3666 | 0 | 3.4575 | 865.378 | 865.378 | 0 | 0
2001-08-11 | 22:00 | 71.6 | 739505.6034 | 739.5056 | 8969.9116 | 8.9699 | 8.9699 | 0 | 2.5628 | 0 | 6.484 | 733.0216 | 733.0216 | 0 | 0
2001-08-11 | 23:00 | 68 | 0 | 0 | 0 | 0 | 0 | 0 | 0 | 0 | 0 | 0 | 0 | 0 | 0
2001-08-11 | 24:00 | 68 | 0 | 0 | 0 | 0 | 0 | 0 | 0 | 0 | 0 | 0 | 0 | 0 | 0
2001-08-12 | 1:00 | 66.2 | 0 | 0 | 0 | 0 | 0 | 0 | 0 | 0 | 0 | 0 | 0 | 0 | 0
2001-08-12 | 2:00 | 64.4 | 0 | 0 | 0 | 0 | 0 | 0 | 0 | 0 | 0 | 0 | 0 | 0 | 0
2001-08-12 | 3:00 | 66.2 | 0 | 0 | 0 | 0 | 0 | 0 | 0 | 0 | 0 | 0 | 0 | 0 | 0
2001-08-12 | 4:00 | 64.4 | 0 | 0 | 0 | 0 | 0 | 0 | 0 | 0 | 0 | 0 | 0 | 0 | 0
2001-08-12 | 5:00 | 62.6 | 0 | 0 | 0 | 0 | 0 | 0 | 0 | 0 | 0 | 0 | 0 | 0 | 0
2001-08-12 | 6:00 | 64.4 | 0 | 0 | 0 | 0 | 0 | 0 | 0 | 0 | 0 | 0 | 0 | 0 | 0
2001-08-12 | 7:00 | 66.2 | 581040.1164 | 581.0401 | 49660.0158 | 49.66 | 49.66 | 0 | 14.1886 | 0 | 35.8971 | 545.143 | 545.143 | 0 | 0
2001-08-12 | 8:00 | 69.8 | 741483.4275 | 741.4834 | 9772.0247 | 9.772 | 9.772 | 0 | 2.792 | 0 | 7.0638 | 734.4196 | 734.4196 | 0 | 0
2001-08-12 | 9:00 | 73.4 | 1252311.9931 | 1252.312 | 188.1743 | 0.18817 | 0.18817 | 0 | 0.053764 | 0 | 0.13602 | 1252.176 | 1252.176 | 0 | 0
2001-08-12 | 10:00 | 80.6 | 1469078.8759 | 1469.0789 | 145.1051 | 0.14511 | 0.14511 | 0 | 0.041459 | 0 | 0.10489 | 1468.974 | 1468.974 | 0 | 0
2001-08-12 | 11:00 | 84.2 | 1638383.0567 | 1638.3831 | 113.7665 | 0.11377 | 0.11377 | 0 | 0.032505 | 0 | 0.082237 | 1638.3008 | 1638.3008 | 0 | 0
2001-08-12 | 12:00 | 87.8 | 1846008.9446 | 1846.0089 | 154.6803 | 0.15468 | 0.15468 | 0 | 0.044194 | 0 | 0.11181 | 1845.8971 | 1845.8971 | 0 | 0
2001-08-12 | 13:00 | 89.6 | 1948894.7011 | 1948.8947 | 252.4851 | 0.25249 | 0.25249 | 0 | 0.072139 | 0 | 0.18251 | 1948.7122 | 1948.7122 | 0 | 0
2001-08-12 | 14:00 | 93.2 | 1948894.7011 | 1948.8947 | 153.9468 | 0.15395 | 0.15395 | 0 | 0.043985 | 0 | 0.11128 | 1948.7834 | 1948.7834 | 0 | 0
2001-08-12 | 15:00 | 91.4 | 1948894.7011 | 1948.8947 | 75.6939 | 0.075694 | 0.075694 | 0 | 0.021627 | 0 | 0.054716 | 1948.84 | 1948.84 | 0 | 0
2001-08-12 | 16:00 | 89.6 | 1948894.7011 | 1948.8947 | 58.8418 | 0.058842 | 0.058842 | 0 | 0.016812 | 0 | 0.042534 | 1948.8522 | 1948.8522 | 0 | 0
2001-08-12 | 17:00 | 86 | 1948894.7011 | 1948.8947 | 64.9675 | 0.064967 | 0.064967 | 0 | 0.018562 | 0 | 0.046962 | 1948.8477 | 1948.8477 | 0 | 0
2001-08-12 | 18:00 | 82.4 | 1601677.7433 | 1601.6777 | 332.4421 | 0.33244 | 0.33244 | 0 | 0.094983 | 0 | 0.24031 | 1601.4374 | 1601.4374 | 0 | 0
2001-08-12 | 19:00 | 78.8 | 1245829.2976 | 1245.8293 | 0 | 0 | 0 | 0 | 0 | 0 | 0 | 1245.8293 | 1245.8293 | 0 | 0
2001-08-12 | 20:00 | 75.2 | 1233406.2266 | 1233.4062 | 0 | 0 | 0 | 0 | 0 | 0 | 0 | 1233.4062 | 1233.4062 | 0 | 0
2001-08-12 | 21:00 | 71.6 | 1035760.1744 | 1035.7602 | 0 | 0 | 0 | 0 | 0 | 0 | 0 | 1035.7602 | 1035.7602 | 0 | 0
2001-08-12 | 22:00 | 69.8 | 636335.4429 | 636.3354 | 39.0412 | 0.039041 | 0.039041 | 0 | 0.011155 | 0 | 0.028221 | 636.3072 | 636.3072 | 0 | 0
2001-08-12 | 23:00 | 69.8 | 0 | 0 | 0 | 0 | 0 | 0 | 0 | 0 | 0 | 0 | 0 | 0 | 0
2001-08-12 | 24:00 | 69.8 | 0 | 0 | 0 | 0 | 0 | 0 | 0 | 0 | 0 | 0 | 0 | 0 | 0
2001-08-13 | 1:00 | 68 | 0 | 0 | 0 | 0 | 0 | 0 | 0 | 0 | 0 | 0 | 0 | 0 | 0
2001-08-13 | 2:00 | 64.4 | 0 | 0 | 0 | 0 | 0 | 0 | 0 | 0 | 0 | 0 | 0 | 0 | 0
2001-08-13 | 3:00 | 66.2 | 0 | 0 | 0 | 0 | 0 | 0 | 0 | 0 | 0 | 0 | 0 | 0 | 0
2001-08-13 | 4:00 | 66.2 | 0 | 0 | 0 | 0 | 0 | 0 | 0 | 0 | 0 | 0 | 0 | 0 | 0
2001-08-13 | 5:00 | 66.2 | 0 | 0 | 0 | 0 | 0 | 0 | 0 | 0 | 0 | 0 | 0 | 0 | 0
2001-08-13 | 6:00 | 66.2 | 0 | 0 | 0 | 0 | 0 | 0 | 0 | 0 | 0 | 0 | 0 | 0 | 0
2001-08-13 | 7:00 | 69.8 | 553921.2709 | 553.9213 | 1651.8859 | 1.6519 | 1.6519 | 0 | 0.47197 | 0 | 1.1941 | 552.7272 | 552.7272 | 0 | 0
2001-08-13 | 8:00 | 73.4 | 625233.5205 | 625.2335 | 0 | 0 | 0 | 0 | 0 | 0 | 0 | 625.2335 | 625.2335 | 0 | 0
2001-08-13 | 9:00 | 80.6 | 1375123.1483 | 1375.1231 | 0 | 0 | 0 | 0 | 0 | 0 | 0 | 1375.1231 | 1375.1231 | 0 | 0
2001-08-13 | 10:00 | 84.2 | 1594156.1819 | 1594.1562 | 0 | 0 | 0 | 0 | 0 | 0 | 0 | 1594.1562 | 1594.1562 | 0 | 0
2001-08-13 | 11:00 | 89.6 | 1695020.7026 | 1695.0207 | 0 | 0 | 0 | 0 | 0 | 0 | 0 | 1695.0207 | 1695.0207 | 0 | 0
2001-08-13 | 12:00 | 93.2 | 1896312.4081 | 1896.3124 | 0 | 0 | 0 | 0 | 0 | 0 | 0 | 1896.3124 | 1896.3124 | 0 | 0
2001-08-13 | 13:00 | 95 | 1936783.2712 | 1936.7833 | 0 | 0 | 0 | 0 | 0 | 0 | 0 | 1936.7833 | 1936.7833 | 0 | 0
2001-08-13 | 14:00 | 95 | 1948894.7011 | 1948.8947 | 0 | 0 | 0 | 0 | 0 | 0 | 0 | 1948.8947 | 1948.8947 | 0 | 0
2001-08-13 | 15:00 | 95 | 1948894.7011 | 1948.8947 | 0 | 0 | 0 | 0 | 0 | 0 | 0 | 1948.8947 | 1948.8947 | 0 | 0
2001-08-13 | 16:00 | 93.2 | 1948894.7011 | 1948.8947 | 0 | 0 | 0 | 0 | 0 | 0 | 0 | 1948.8947 | 1948.8947 | 0 | 0
2001-08-13 | 17:00 | 89.6 | 1947186.537 | 1947.1865 | 0 | 0 | 0 | 0 | 0 | 0 | 0 | 1947.1865 | 1947.1865 | 0 | 0
2001-08-13 | 18:00 | 86 | 1634216.1308 | 1634.2161 | 0 | 0 | 0 | 0 | 0 | 0 | 0 | 1634.2161 | 1634.2161 | 0 | 0
2001-08-13 | 19:00 | 80.6 | 1297301.6695 | 1297.3017 | 0 | 0 | 0 | 0 | 0 | 0 | 0 | 1297.3017 | 1297.3017 | 0 | 0
2001-08-13 | 20:00 | 77 | 1026914.1476 | 1026.9141 | 0 | 0 | 0 | 0 | 0 | 0 | 0 | 1026.9141 | 1026.9141 | 0 | 0
2001-08-13 | 21:00 | 75.2 | 697524.5985 | 697.5246 | 0 | 0 | 0 | 0 | 0 | 0 | 0 | 697.5246 | 697.5246 | 0 | 0
2001-08-13 | 22:00 | 73.4 | 415792.3646 | 415.7924 | 0 | 0 | 0 | 0 | 0 | 0 | 0 | 415.7924 | 415.7924 | 0 | 0
2001-08-13 | 23:00 | 71.6 | 0 | 0 | 0 | 0 | 0 | 0 | 0 | 0 | 0 | 0 | 0 | 0 | 0
2001-08-13 | 24:00 | 71.6 | 0 | 0 | 0 | 0 | 0 | 0 | 0 | 0 | 0 | 0 | 0 | 0 | 0
2001-08-14 | 1:00 | 69.8 | 0 | 0 | 0 | 0 | 0 | 0 | 0 | 0 | 0 | 0 | 0 | 0 | 0
2001-08-14 | 2:00 | 68 | 0 | 0 | 0 | 0 | 0 | 0 | 0 | 0 | 0 | 0 | 0 | 0 | 0
2001-08-14 | 3:00 | 68 | 0 | 0 | 0 | 0 | 0 | 0 | 0 | 0 | 0 | 0 | 0 | 0 | 0
2001-08-14 | 4:00 | 66.2 | 0 | 0 | 0 | 0 | 0 | 0 | 0 | 0 | 0 | 0 | 0 | 0 | 0
2001-08-14 | 5:00 | 66.2 | 0 | 0 | 0 | 0 | 0 | 0 | 0 | 0 | 0 | 0 | 0 | 0 | 0
2001-08-14 | 6:00 | 68 | 0 | 0 | 0 | 0 | 0 | 0 | 0 | 0 | 0 | 0 | 0 | 0 | 0
2001-08-14 | 7:00 | 73.4 | 611264.6592 | 611.2647 | 40829.8474 | 40.8298 | 40.8298 | 0 | 11.6657 | 0 | 29.5141 | 581.7505 | 581.7505 | 0 | 0
2001-08-14 | 8:00 | 77 | 849219.1753 | 849.2192 | 7547.5086 | 7.5475 | 7.5475 | 0 | 2.1564 | 0 | 5.4558 | 843.7634 | 843.7634 | 0 | 0
2001-08-14 | 9:00 | 82.4 | 1419472.4642 | 1419.4725 | 656.8072 | 0.65681 | 0.65681 | 0 | 0.18766 | 0 | 0.47478 | 1418.9977 | 1418.9977 | 0 | 0
2001-08-14 | 10:00 | 89.6 | 1843123.6041 | 1843.1236 | 415.5775 | 0.41558 | 0.41558 | 0 | 0.11874 | 0 | 0.3004 | 1842.8232 | 1842.8232 | 0 | 0
2001-08-14 | 11:00 | 96.8 | 1948894.7011 | 1948.8947 | 207.0894 | 0.20709 | 0.20709 | 0 | 0.059168 | 0 | 0.1497 | 1948.745 | 1948.745 | 0 | 0
2001-08-14 | 12:00 | 98.6 | 1948894.7011 | 1948.8947 | 205.7652 | 0.20577 | 0.20577 | 0 | 0.05879 | 0 | 0.14874 | 1948.746 | 1948.746 | 0 | 0
2001-08-14 | 13:00 | 102.2 | 1948894.7011 | 1948.8947 | 221.8794 | 0.22188 | 0.22188 | 0 | 0.063394 | 0 | 0.16039 | 1948.7343 | 1948.7343 | 0 | 0
2001-08-14 | 14:00 | 102.2 | 1948894.7011 | 1948.8947 | 58.4463 | 0.058446 | 0.058446 | 0 | 0.016699 | 0 | 0.042248 | 1948.8525 | 1948.8525 | 0 | 0
2001-08-14 | 15:00 | 100.4 | 1948894.7011 | 1948.8947 | 1.696 | 0.001696 | 0.001696 | 0 | 0.00048456 | 0 | 0.0012259 | 1948.8935 | 1948.8935 | 0 | 0
2001-08-14 | 16:00 | 98.6 | 1948894.7011 | 1948.8947 | 6.7842 | 0.0067842 | 0.0067842 | 0 | 0.0019383 | 0 | 0.004904 | 1948.8898 | 1948.8898 | 0 | 0
2001-08-14 | 17:00 | 93.2 | 1948894.7011 | 1948.8947 | 24.4275 | 0.024428 | 0.024428 | 0 | 0.0069793 | 0 | 0.017658 | 1948.877 | 1948.877 | 0 | 0
2001-08-14 | 18:00 | 91.4 | 1681914.8939 | 1681.9149 | 404.0393 | 0.40404 | 0.40404 | 0 | 0.11544 | 0 | 0.29206 | 1681.6228 | 1681.6228 | 0 | 0
2001-08-14 | 19:00 | 87.8 | 1258249.3589 | 1258.2494 | 494.5638 | 0.49456 | 0.49456 | 0 | 0.1413 | 0 | 0.3575 | 1257.8919 | 1257.8919 | 0 | 0
2001-08-14 | 20:00 | 80.6 | 1017291.0764 | 1017.2911 | 383.3356 | 0.38334 | 0.38334 | 0 | 0.10952 | 0 | 0.2771 | 1017.014 | 1017.014 | 0 | 0
2001-08-14 | 21:00 | 71.6 | 683804.7428 | 683.8047 | 3483.8157 | 3.4838 | 3.4838 | 0 | 0.99538 | 0 | 2.5183 | 681.2864 | 681.2864 | 0 | 0
2001-08-14 | 22:00 | 75.2 | 523175.1008 | 523.1751 | 7492.766 | 7.4928 | 7.4928 | 0 | 2.1408 | 0 | 5.4162 | 517.7589 | 517.7589 | 0 | 0
2001-08-14 | 23:00 | 71.6 | 0 | 0 | 0 | 0 | 0 | 0 | 0 | 0 | 0 | 0 | 0 | 0 | 0
2001-08-14 | 24:00 | 71.6 | 0 | 0 | 0 | 0 | 0 | 0 | 0 | 0 | 0 | 0 | 0 | 0 | 0
2001-08-15 | 1:00 | 68 | 0 | 0 | 0 | 0 | 0 | 0 | 0 | 0 | 0 | 0 | 0 | 0 | 0
2001-08-15 | 2:00 | 68 | 0 | 0 | 0 | 0 | 0 | 0 | 0 | 0 | 0 | 0 | 0 | 0 | 0
2001-08-15 | 3:00 | 66.2 | 0 | 0 | 0 | 0 | 0 | 0 | 0 | 0 | 0 | 0 | 0 | 0 | 0
2001-08-15 | 4:00 | 64.4 | 0 | 0 | 0 | 0 | 0 | 0 | 0 | 0 | 0 | 0 | 0 | 0 | 0
2001-08-15 | 5:00 | 62.6 | 0 | 0 | 0 | 0 | 0 | 0 | 0 | 0 | 0 | 0 | 0 | 0 | 0
2001-08-15 | 6:00 | 64.4 | 0 | 0 | 0 | 0 | 0 | 0 | 0 | 0 | 0 | 0 | 0 | 0 | 0
2001-08-15 | 7:00 | 71.6 | 395942.8106 | 395.9428 | 40340.2768 | 40.3403 | 40.3403 | 0 | 11.5258 | 0 | 29.1603 | 366.7826 | 366.7826 | 0 | 0
2001-08-15 | 8:00 | 77 | 730341.4997 | 730.3415 | 7338.0138 | 7.338 | 7.338 | 0 | 2.0966 | 0 | 5.3043 | 725.0372 | 725.0372 | 0 | 0
2001-08-15 | 9:00 | 82.4 | 1081679.8842 | 1081.6799 | 255.4001 | 0.2554 | 0.2554 | 0 | 0.072971 | 0 | 0.18462 | 1081.4953 | 1081.4953 | 0 | 0
2001-08-15 | 10:00 | 89.6 | 1274572.4099 | 1274.5724 | 185.8576 | 0.18586 | 0.18586 | 0 | 0.053102 | 0 | 0.13435 | 1274.4381 | 1274.4381 | 0 | 0
2001-08-15 | 11:00 | 95 | 1478253.2203 | 1478.2532 | 143.7731 | 0.14377 | 0.14377 | 0 | 0.041078 | 0 | 0.10393 | 1478.1493 | 1478.1493 | 0 | 0
2001-08-15 | 12:00 | 98.6 | 1594591.5036 | 1594.5915 | 181.5107 | 0.18151 | 0.18151 | 0 | 0.05186 | 0 | 0.13121 | 1594.4603 | 1594.4603 | 0 | 0
2001-08-15 | 13:00 | 100.4 | 1806261.6933 | 1806.2617 | 274.9959 | 0.275 | 0.275 | 0 | 0.07857 | 0 | 0.19878 | 1806.0629 | 1806.0629 | 0 | 0
2001-08-15 | 14:00 | 100.4 | 1948894.7011 | 1948.8947 | 175.1688 | 0.17517 | 0.17517 | 0 | 0.050048 | 0 | 0.12662 | 1948.7681 | 1948.7681 | 0 | 0
2001-08-15 | 15:00 | 98.6 | 1948894.7011 | 1948.8947 | 43.9243 | 0.043924 | 0.043924 | 0 | 0.01255 | 0 | 0.031751 | 1948.863 | 1948.863 | 0 | 0
2001-08-15 | 16:00 | 96.8 | 1948894.7011 | 1948.8947 | 15.2139 | 0.015214 | 0.015214 | 0 | 0.0043468 | 0 | 0.010997 | 1948.8837 | 1948.8837 | 0 | 0
2001-08-15 | 17:00 | 93.2 | 1948894.7011 | 1948.8947 | 42.7037 | 0.042704 | 0.042704 | 0 | 0.012201 | 0 | 0.030869 | 1948.8638 | 1948.8638 | 0 | 0
2001-08-15 | 18:00 | 89.6 | 1608201.2802 | 1608.2013 | 353.3788 | 0.35338 | 0.35338 | 0 | 0.10097 | 0 | 0.25544 | 1607.9458 | 1607.9458 | 0 | 0
2001-08-15 | 19:00 | 84.2 | 1414387.4754 | 1414.3875 | 439.0905 | 0.43909 | 0.43909 | 0 | 0.12545 | 0 | 0.3174 | 1414.0701 | 1414.0701 | 0 | 0
2001-08-15 | 20:00 | 80.6 | 1081327.3475 | 1081.3273 | 341.298 | 0.3413 | 0.3413 | 0 | 0.097514 | 0 | 0.24671 | 1081.0806 | 1081.0806 | 0 | 0
2001-08-15 | 21:00 | 78.8 | 837924.1682 | 837.9242 | 3469.0886 | 3.4691 | 3.4691 | 0 | 0.99117 | 0 | 2.5077 | 835.4165 | 835.4165 | 0 | 0
2001-08-15 | 22:00 | 75.2 | 619237.2913 | 619.2373 | 7484.4577 | 7.4845 | 7.4845 | 0 | 2.1384 | 0 | 5.4102 | 613.8271 | 613.8271 | 0 | 0
2001-08-15 | 23:00 | 71.6 | 0 | 0 | 0 | 0 | 0 | 0 | 0 | 0 | 0 | 0 | 0 | 0 | 0
2001-08-15 | 24:00 | 71.6 | 0 | 0 | 0 | 0 | 0 | 0 | 0 | 0 | 0 | 0 | 0 | 0 | 0
2001-08-16 | 1:00 | 69.8 | 0 | 0 | 0 | 0 | 0 | 0 | 0 | 0 | 0 | 0 | 0 | 0 | 0
2001-08-16 | 2:00 | 66.2 | 0 | 0 | 0 | 0 | 0 | 0 | 0 | 0 | 0 | 0 | 0 | 0 | 0
2001-08-16 | 3:00 | 66.2 | 0 | 0 | 0 | 0 | 0 | 0 | 0 | 0 | 0 | 0 | 0 | 0 | 0
2001-08-16 | 4:00 | 62.6 | 0 | 0 | 0 | 0 | 0 | 0 | 0 | 0 | 0 | 0 | 0 | 0 | 0
2001-08-16 | 5:00 | 64.4 | 0 | 0 | 0 | 0 | 0 | 0 | 0 | 0 | 0 | 0 | 0 | 0 | 0
2001-08-16 | 6:00 | 66.2 | 0 | 0 | 0 | 0 | 0 | 0 | 0 | 0 | 0 | 0 | 0 | 0 | 0
2001-08-16 | 7:00 | 71.6 | 413226.3573 | 413.2264 | 40084.421 | 40.0844 | 40.0844 | 0 | 11.4527 | 0 | 28.9753 | 384.251 | 384.251 | 0 | 0
2001-08-16 | 8:00 | 75.2 | 694950.2184 | 694.9502 | 7349.5895 | 7.3496 | 7.3496 | 0 | 2.0999 | 0 | 5.3127 | 689.6375 | 689.6375 | 0 | 0
2001-08-16 | 9:00 | 82.4 | 1033963.3935 | 1033.9634 | 201.5396 | 0.20154 | 0.20154 | 0 | 0.057583 | 0 | 0.14568 | 1033.8177 | 1033.8177 | 0 | 0
2001-08-16 | 10:00 | 87.8 | 1234813.6006 | 1234.8136 | 154.3453 | 0.15435 | 0.15435 | 0 | 0.044099 | 0 | 0.11157 | 1234.702 | 1234.702 | 0 | 0
2001-08-16 | 11:00 | 91.4 | 1391844.2869 | 1391.8443 | 120.5484 | 0.12055 | 0.12055 | 0 | 0.034442 | 0 | 0.087139 | 1391.7571 | 1391.7571 | 0 | 0
2001-08-16 | 12:00 | 96.8 | 1587757.4376 | 1587.7574 | 160.9006 | 0.1609 | 0.1609 | 0 | 0.045972 | 0 | 0.11631 | 1587.6411 | 1587.6411 | 0 | 0
2001-08-16 | 13:00 | 98.6 | 1912046.7646 | 1912.0468 | 253.1154 | 0.25312 | 0.25312 | 0 | 0.072319 | 0 | 0.18297 | 1911.8638 | 1911.8638 | 0 | 0
2001-08-16 | 14:00 | 98.6 | 1948894.7011 | 1948.8947 | 158.9076 | 0.15891 | 0.15891 | 0 | 0.045402 | 0 | 0.11487 | 1948.7798 | 1948.7798 | 0 | 0
2001-08-16 | 15:00 | 98.6 | 1948894.7011 | 1948.8947 | 29.0378 | 0.029038 | 0.029038 | 0 | 0.0082965 | 0 | 0.02099 | 1948.8737 | 1948.8737 | 0 | 0
2001-08-16 | 16:00 | 96.8 | 1948894.7011 | 1948.8947 | 0 | 0 | 0 | 0 | 0 | 0 | 0 | 1948.8947 | 1948.8947 | 0 | 0
2001-08-16 | 17:00 | 93.2 | 1876696.3557 | 1876.6964 | 51.6042 | 0.051604 | 0.051604 | 0 | 0.014744 | 0 | 0.037302 | 1876.6591 | 1876.6591 | 0 | 0
2001-08-16 | 18:00 | 91.4 | 1375011.7057 | 1375.0117 | 331.5081 | 0.33151 | 0.33151 | 0 | 0.094717 | 0 | 0.23963 | 1374.7721 | 1374.7721 | 0 | 0
2001-08-16 | 19:00 | 86 | 1197132.4193 | 1197.1324 | 414.7264 | 0.41473 | 0.41473 | 0 | 0.11849 | 0 | 0.29979 | 1196.8326 | 1196.8326 | 0 | 0
2001-08-16 | 20:00 | 80.6 | 995514.3026 | 995.5143 | 321.8824 | 0.32188 | 0.32188 | 0 | 0.091966 | 0 | 0.23267 | 995.2816 | 995.2816 | 0 | 0
2001-08-16 | 21:00 | 78.8 | 827348.656 | 827.3487 | 3456.7812 | 3.4568 | 3.4568 | 0 | 0.98765 | 0 | 2.4988 | 824.8499 | 824.8499 | 0 | 0
2001-08-16 | 22:00 | 75.2 | 626474.9824 | 626.475 | 7353.8005 | 7.3538 | 7.3538 | 0 | 2.1011 | 0 | 5.3157 | 621.1592 | 621.1592 | 0 | 0
2001-08-16 | 23:00 | 71.6 | 0 | 0 | 0 | 0 | 0 | 0 | 0 | 0 | 0 | 0 | 0 | 0 | 0
2001-08-16 | 24:00 | 71.6 | 0 | 0 | 0 | 0 | 0 | 0 | 0 | 0 | 0 | 0 | 0 | 0 | 0
2001-08-17 | 1:00 | 69.8 | 0 | 0 | 0 | 0 | 0 | 0 | 0 | 0 | 0 | 0 | 0 | 0 | 0
2001-08-17 | 2:00 | 68 | 0 | 0 | 0 | 0 | 0 | 0 | 0 | 0 | 0 | 0 | 0 | 0 | 0
2001-08-17 | 3:00 | 66.2 | 0 | 0 | 0 | 0 | 0 | 0 | 0 | 0 | 0 | 0 | 0 | 0 | 0
2001-08-17 | 4:00 | 64.4 | 0 | 0 | 0 | 0 | 0 | 0 | 0 | 0 | 0 | 0 | 0 | 0 | 0
2001-08-17 | 5:00 | 64.4 | 0 | 0 | 0 | 0 | 0 | 0 | 0 | 0 | 0 | 0 | 0 | 0 | 0
2001-08-17 | 6:00 | 66.2 | 0 | 0 | 0 | 0 | 0 | 0 | 0 | 0 | 0 | 0 | 0 | 0 | 0
2001-08-17 | 7:00 | 73.4 | 442282.7338 | 442.2827 | 39405.25 | 39.4052 | 39.4052 | 0 | 11.2586 | 0 | 28.4844 | 413.7984 | 413.7984 | 0 | 0
2001-08-17 | 8:00 | 77 | 800573.7346 | 800.5737 | 6830.4055 | 6.8304 | 6.8304 | 0 | 1.9515 | 0 | 4.9374 | 795.6363 | 795.6363 | 0 | 0
2001-08-17 | 9:00 | 87.8 | 1328876.7263 | 1328.8767 | 186.5505 | 0.18655 | 0.18655 | 0 | 0.0533 | 0 | 0.13485 | 1328.7419 | 1328.7419 | 0 | 0
2001-08-17 | 10:00 | 89.6 | 1684444.1584 | 1684.4442 | 143.7833 | 0.14378 | 0.14378 | 0 | 0.041081 | 0 | 0.10393 | 1684.3402 | 1684.3402 | 0 | 0
2001-08-17 | 11:00 | 95 | 1948894.7011 | 1948.8947 | 97.3499 | 0.09735 | 0.09735 | 0 | 0.027814 | 0 | 0.07037 | 1948.8243 | 1948.8243 | 0 | 0
2001-08-17 | 12:00 | 100.4 | 1948894.7011 | 1948.8947 | 32.6915 | 0.032691 | 0.032691 | 0 | 0.0093404 | 0 | 0.023631 | 1948.8711 | 1948.8711 | 0 | 0
2001-08-17 | 13:00 | 100.4 | 1948894.7011 | 1948.8947 | 99.4708 | 0.099471 | 0.099471 | 0 | 0.02842 | 0 | 0.071903 | 1948.8228 | 1948.8228 | 0 | 0
2001-08-17 | 14:00 | 96.8 | 1948894.7011 | 1948.8947 | 20.8997 | 0.0209 | 0.0209 | 0 | 0.0059713 | 0 | 0.015107 | 1948.8796 | 1948.8796 | 0 | 0
2001-08-17 | 15:00 | 96.8 | 1948894.7011 | 1948.8947 | 0 | 0 | 0 | 0 | 0 | 0 | 0 | 1948.8947 | 1948.8947 | 0 | 0
2001-08-17 | 16:00 | 96.8 | 1948894.7011 | 1948.8947 | 36.3588 | 0.036359 | 0.036359 | 0 | 0.010388 | 0 | 0.026282 | 1948.8684 | 1948.8684 | 0 | 0
2001-08-17 | 17:00 | 93.2 | 1948894.7011 | 1948.8947 | 61.6109 | 0.061611 | 0.061611 | 0 | 0.017603 | 0 | 0.044536 | 1948.8502 | 1948.8502 | 0 | 0
2001-08-17 | 18:00 | 89.6 | 1843231.0958 | 1843.2311 | 227.4975 | 0.2275 | 0.2275 | 0 | 0.064999 | 0 | 0.16445 | 1843.0666 | 1843.0666 | 0 | 0
2001-08-17 | 19:00 | 84.2 | 1852258.4582 | 1852.2585 | 296.0201 | 0.29602 | 0.29602 | 0 | 0.084577 | 0 | 0.21398 | 1852.0445 | 1852.0445 | 0 | 0
2001-08-17 | 20:00 | 82.4 | 1554592.7489 | 1554.5927 | 318.1306 | 0.31813 | 0.31813 | 0 | 0.090894 | 0 | 0.22996 | 1554.3628 | 1554.3628 | 0 | 0
2001-08-17 | 21:00 | 78.8 | 1042735.2048 | 1042.7352 | 2481.2872 | 2.4813 | 2.4813 | 0 | 0.70894 | 0 | 1.7936 | 1040.9416 | 1040.9416 | 0 | 0
2001-08-17 | 22:00 | 78.8 | 777618.3665 | 777.6184 | 6504.4919 | 6.5045 | 6.5045 | 0 | 1.8584 | 0 | 4.7018 | 772.9165 | 772.9165 | 0 | 0
2001-08-17 | 23:00 | 71.6 | 0 | 0 | 0 | 0 | 0 | 0 | 0 | 0 | 0 | 0 | 0 | 0 | 0
2001-08-17 | 24:00 | 71.6 | 0 | 0 | 0 | 0 | 0 | 0 | 0 | 0 | 0 | 0 | 0 | 0 | 0
2001-08-18 | 1:00 | 66.2 | 0 | 0 | 0 | 0 | 0 | 0 | 0 | 0 | 0 | 0 | 0 | 0 | 0
2001-08-18 | 2:00 | 68 | 0 | 0 | 0 | 0 | 0 | 0 | 0 | 0 | 0 | 0 | 0 | 0 | 0
2001-08-18 | 3:00 | 69.8 | 0 | 0 | 0 | 0 | 0 | 0 | 0 | 0 | 0 | 0 | 0 | 0 | 0
2001-08-18 | 4:00 | 68 | 0 | 0 | 0 | 0 | 0 | 0 | 0 | 0 | 0 | 0 | 0 | 0 | 0
2001-08-18 | 5:00 | 66.2 | 0 | 0 | 0 | 0 | 0 | 0 | 0 | 0 | 0 | 0 | 0 | 0 | 0
2001-08-18 | 6:00 | 66.2 | 0 | 0 | 0 | 0 | 0 | 0 | 0 | 0 | 0 | 0 | 0 | 0 | 0
2001-08-18 | 7:00 | 73.4 | 719355.0612 | 719.3551 | 37044.7189 | 37.0447 | 37.0447 | 0 | 10.5842 | 0 | 26.778 | 692.577 | 692.577 | 0 | 0
2001-08-18 | 8:00 | 78.8 | 1052499.9353 | 1052.4999 | 5670.3771 | 5.6704 | 5.6704 | 0 | 1.6201 | 0 | 4.0989 | 1048.4011 | 1048.4011 | 0 | 0
2001-08-18 | 9:00 | 82.4 | 1626604.8563 | 1626.6049 | 172.4662 | 0.17247 | 0.17247 | 0 | 0.049276 | 0 | 0.12467 | 1626.4802 | 1626.4802 | 0 | 0
2001-08-18 | 10:00 | 87.8 | 1786145.0507 | 1786.1451 | 133.3961 | 0.1334 | 0.1334 | 0 | 0.038113 | 0 | 0.096426 | 1786.0486 | 1786.0486 | 0 | 0
2001-08-18 | 11:00 | 93.2 | 1939681.9254 | 1939.6819 | 104.9879 | 0.10499 | 0.10499 | 0 | 0.029997 | 0 | 0.075891 | 1939.606 | 1939.606 | 0 | 0
2001-08-18 | 12:00 | 96.8 | 1948894.7011 | 1948.8947 | 146.3139 | 0.14631 | 0.14631 | 0 | 0.041804 | 0 | 0.10576 | 1948.7889 | 1948.7889 | 0 | 0
2001-08-18 | 13:00 | 98.6 | 1948894.7011 | 1948.8947 | 236.3466 | 0.23635 | 0.23635 | 0 | 0.067528 | 0 | 0.17084 | 1948.7239 | 1948.7239 | 0 | 0
2001-08-18 | 14:00 | 98.6 | 1948894.7011 | 1948.8947 | 134.2274 | 0.13423 | 0.13423 | 0 | 0.038351 | 0 | 0.097027 | 1948.7977 | 1948.7977 | 0 | 0
2001-08-18 | 15:00 | 98.6 | 1948894.7011 | 1948.8947 | 0 | 0 | 0 | 0 | 0 | 0 | 0 | 1948.8947 | 1948.8947 | 0 | 0
2001-08-18 | 16:00 | 96.8 | 1948894.7011 | 1948.8947 | 0 | 0 | 0 | 0 | 0 | 0 | 0 | 1948.8947 | 1948.8947 | 0 | 0
2001-08-18 | 17:00 | 93.2 | 1748437.0999 | 1748.4371 | 32.727 | 0.032727 | 0.032727 | 0 | 0.0093506 | 0 | 0.023657 | 1748.4134 | 1748.4134 | 0 | 0
2001-08-18 | 18:00 | 89.6 | 1283928.0547 | 1283.9281 | 206.85 | 0.20685 | 0.20685 | 0 | 0.0591 | 0 | 0.14952 | 1283.7785 | 1283.7785 | 0 | 0
2001-08-18 | 19:00 | 84.2 | 1167766.0009 | 1167.766 | 275.8893 | 0.27589 | 0.27589 | 0 | 0.078826 | 0 | 0.19943 | 1167.5666 | 1167.5666 | 0 | 0
2001-08-18 | 20:00 | 82.4 | 1059787.0386 | 1059.787 | 300.1964 | 0.3002 | 0.3002 | 0 | 0.08577 | 0 | 0.217 | 1059.57 | 1059.57 | 0 | 0
2001-08-18 | 21:00 | 78.8 | 888493.2864 | 888.4933 | 2767.5759 | 2.7676 | 2.7676 | 0 | 0.79074 | 0 | 2.0006 | 886.4927 | 886.4927 | 0 | 0
2001-08-18 | 22:00 | 75.2 | 699410.1869 | 699.4102 | 6822.0223 | 6.822 | 6.822 | 0 | 1.9491 | 0 | 4.9313 | 694.4788 | 694.4788 | 0 | 0
2001-08-18 | 23:00 | 75.2 | 0 | 0 | 0 | 0 | 0 | 0 | 0 | 0 | 0 | 0 | 0 | 0 | 0
2001-08-18 | 24:00 | 71.6 | 0 | 0 | 0 | 0 | 0 | 0 | 0 | 0 | 0 | 0 | 0 | 0 | 0
2001-08-19 | 1:00 | 69.8 | 0 | 0 | 0 | 0 | 0 | 0 | 0 | 0 | 0 | 0 | 0 | 0 | 0
2001-08-19 | 2:00 | 69.8 | 0 | 0 | 0 | 0 | 0 | 0 | 0 | 0 | 0 | 0 | 0 | 0 | 0
2001-08-19 | 3:00 | 68 | 0 | 0 | 0 | 0 | 0 | 0 | 0 | 0 | 0 | 0 | 0 | 0 | 0
2001-08-19 | 4:00 | 66.2 | 0 | 0 | 0 | 0 | 0 | 0 | 0 | 0 | 0 | 0 | 0 | 0 | 0
2001-08-19 | 5:00 | 66.2 | 0 | 0 | 0 | 0 | 0 | 0 | 0 | 0 | 0 | 0 | 0 | 0 | 0
2001-08-19 | 6:00 | 66.2 | 0 | 0 | 0 | 0 | 0 | 0 | 0 | 0 | 0 | 0 | 0 | 0 | 0
2001-08-19 | 7:00 | 73.4 | 689951.7021 | 689.9517 | 47945.4584 | 47.9455 | 47.9455 | 0 | 13.6987 | 0 | 34.6577 | 655.294 | 655.294 | 0 | 0
2001-08-19 | 8:00 | 77 | 738855.3159 | 738.8553 | 30557.7177 | 30.5577 | 30.5577 | 0 | 8.7308 | 0 | 22.0889 | 716.7665 | 716.7665 | 0 | 0
2001-08-19 | 9:00 | 80.6 | 933953.3715 | 933.9534 | 11253.761 | 11.2538 | 11.2538 | 0 | 3.2154 | 0 | 8.1349 | 925.8185 | 925.8185 | 0 | 0
2001-08-19 | 10:00 | 84.2 | 1143298.6532 | 1143.2987 | 1182.1449 | 1.1821 | 1.1821 | 0 | 0.33776 | 0 | 0.85452 | 1142.4441 | 1142.4441 | 0 | 0
2001-08-19 | 11:00 | 87.8 | 1163901.3715 | 1163.9014 | 1125.5123 | 1.1255 | 1.1255 | 0 | 0.32157 | 0 | 0.81358 | 1163.0878 | 1163.0878 | 0 | 0
2001-08-19 | 12:00 | 93.2 | 1185396.1037 | 1185.3961 | 1117.5648 | 1.1176 | 1.1176 | 0 | 0.3193 | 0 | 0.80784 | 1184.5883 | 1184.5883 | 0 | 0
2001-08-19 | 13:00 | 96.8 | 1354448.1497 | 1354.4481 | 999.2163 | 0.99922 | 0.99922 | 0 | 0.28549 | 0 | 0.72229 | 1353.7259 | 1353.7259 | 0 | 0
2001-08-19 | 14:00 | 96.8 | 1378099.7288 | 1378.0997 | 751.8363 | 0.75184 | 0.75184 | 0 | 0.21481 | 0 | 0.54347 | 1377.5563 | 1377.5563 | 0 | 0
2001-08-19 | 15:00 | 95 | 1302456.8702 | 1302.4569 | 595.1264 | 0.59513 | 0.59513 | 0 | 0.17004 | 0 | 0.43019 | 1302.0267 | 1302.0267 | 0 | 0
2001-08-19 | 16:00 | 93.2 | 1269359.5036 | 1269.3595 | 589.0758 | 0.58908 | 0.58908 | 0 | 0.16831 | 0 | 0.42582 | 1268.9337 | 1268.9337 | 0 | 0
2001-08-19 | 17:00 | 91.4 | 1156469.0884 | 1156.4691 | 7899.5523 | 7.8996 | 7.8996 | 0 | 2.257 | 0 | 5.7102 | 1150.7588 | 1150.7588 | 0 | 0
2001-08-19 | 18:00 | 87.8 | 960094.1393 | 960.0941 | 34286.197 | 34.2862 | 34.2862 | 0 | 9.7961 | 0 | 24.784 | 935.3101 | 935.3101 | 0 | 0
2001-08-19 | 19:00 | 82.4 | 726635.1436 | 726.6351 | 1038.7227 | 1.0387 | 1.0387 | 0 | 0.29678 | 0 | 0.75085 | 725.8843 | 725.8843 | 0 | 0
2001-08-19 | 20:00 | 77 | 488151.0033 | 488.151 | 7219.7846 | 7.2198 | 7.2198 | 0 | 2.0628 | 0 | 5.2189 | 482.9321 | 482.9321 | 0 | 0
2001-08-19 | 21:00 | 75.2 | 496057.0823 | 496.0571 | 13856.9736 | 13.857 | 13.857 | 0 | 3.9591 | 0 | 10.0166 | 486.0405 | 486.0405 | 0 | 0
2001-08-19 | 22:00 | 73.4 | 490249.3339 | 490.2493 | 17869.8691 | 17.8699 | 17.8699 | 0 | 5.1057 | 0 | 12.9174 | 477.332 | 477.332 | 0 | 0
2001-08-19 | 23:00 | 73.4 | 0 | 0 | 0 | 0 | 0 | 0 | 0 | 0 | 0 | 0 | 0 | 0 | 0
2001-08-19 | 24:00 | 71.6 | 0 | 0 | 0 | 0 | 0 | 0 | 0 | 0 | 0 | 0 | 0 | 0 | 0
2001-08-20 | 1:00 | 68 | 0 | 0 | 0 | 0 | 0 | 0 | 0 | 0 | 0 | 0 | 0 | 0 | 0
2001-08-20 | 2:00 | 64.4 | 0 | 0 | 0 | 0 | 0 | 0 | 0 | 0 | 0 | 0 | 0 | 0 | 0
2001-08-20 | 3:00 | 66.2 | 0 | 0 | 0 | 0 | 0 | 0 | 0 | 0 | 0 | 0 | 0 | 0 | 0
2001-08-20 | 4:00 | 64.4 | 0 | 0 | 0 | 0 | 0 | 0 | 0 | 0 | 0 | 0 | 0 | 0 | 0
2001-08-20 | 5:00 | 62.6 | 0 | 0 | 0 | 0 | 0 | 0 | 0 | 0 | 0 | 0 | 0 | 0 | 0
2001-08-20 | 6:00 | 64.4 | 0 | 0 | 0 | 0 | 0 | 0 | 0 | 0 | 0 | 0 | 0 | 0 | 0
2001-08-20 | 7:00 | 69.8 | 576698.1519 | 576.6982 | 12071.2012 | 12.0712 | 12.0712 | 0 | 3.4489 | 0 | 8.7258 | 567.9724 | 567.9724 | 0 | 0
2001-08-20 | 8:00 | 73.4 | 517556.1389 | 517.5561 | 19002.9578 | 19.003 | 19.003 | 0 | 5.4294 | 0 | 13.7364 | 503.8197 | 503.8197 | 0 | 0
2001-08-20 | 9:00 | 78.8 | 527382.4119 | 527.3824 | 18746.4114 | 18.7464 | 18.7464 | 0 | 5.3561 | 0 | 13.551 | 513.8314 | 513.8314 | 0 | 0
2001-08-20 | 10:00 | 82.4 | 547791.2537 | 547.7913 | 17956.2659 | 17.9563 | 17.9563 | 0 | 5.1304 | 0 | 12.9798 | 534.8114 | 534.8114 | 0 | 0
2001-08-20 | 11:00 | 86 | 837755.044 | 837.755 | 3605.7501 | 3.6058 | 3.6058 | 0 | 1.0302 | 0 | 2.6064 | 835.1486 | 835.1486 | 0 | 0
2001-08-20 | 12:00 | 89.6 | 979599.5684 | 979.5996 | 2054.1418 | 2.0541 | 2.0541 | 0 | 0.5869 | 0 | 1.4849 | 978.1147 | 978.1147 | 0 | 0
2001-08-20 | 13:00 | 89.6 | 843276.1125 | 843.2761 | 19331.5503 | 19.3316 | 19.3316 | 0 | 5.5233 | 0 | 13.9739 | 829.3022 | 829.3022 | 0 | 0
2001-08-20 | 14:00 | 89.6 | 865175.6894 | 865.1757 | 16765.2869 | 16.7653 | 16.7653 | 0 | 4.7901 | 0 | 12.1189 | 853.0568 | 853.0568 | 0 | 0
2001-08-20 | 15:00 | 87.8 | 864510.4892 | 864.5105 | 9892.7659 | 9.8928 | 9.8928 | 0 | 2.8265 | 0 | 7.1511 | 857.3594 | 857.3594 | 0 | 0
2001-08-20 | 16:00 | 86 | 836633.9903 | 836.634 | 11470.0342 | 11.47 | 11.47 | 0 | 3.2772 | 0 | 8.2912 | 828.3428 | 828.3428 | 0 | 0
2001-08-20 | 17:00 | 84.2 | 747120.1355 | 747.1201 | 14144.4529 | 14.1445 | 14.1445 | 0 | 4.0413 | 0 | 10.2244 | 736.8957 | 736.8957 | 0 | 0
2001-08-20 | 18:00 | 80.6 | 560782.9327 | 560.7829 | 9199.3748 | 9.1994 | 9.1994 | 0 | 2.6284 | 0 | 6.6498 | 554.1331 | 554.1331 | 0 | 0
2001-08-20 | 19:00 | 77 | 465730.4959 | 465.7305 | 17144.4084 | 17.1444 | 17.1444 | 0 | 4.8984 | 0 | 12.393 | 453.3375 | 453.3375 | 0 | 0
2001-08-20 | 20:00 | 71.6 | 410837.9027 | 410.8379 | 25673.0832 | 25.6731 | 25.6731 | 0 | 7.3352 | 0 | 18.558 | 392.2799 | 392.2799 | 0 | 0
2001-08-20 | 21:00 | 68 | 434987.2242 | 434.9872 | 30369.6233 | 30.3696 | 30.3696 | 0 | 8.677 | 0 | 21.9529 | 413.0343 | 413.0343 | 0 | 0
2001-08-20 | 22:00 | 69.8 | 412756.5086 | 412.7565 | 33869.3912 | 33.8694 | 33.8694 | 0 | 9.677 | 0 | 24.4827 | 388.2738 | 388.2738 | 0 | 0
2001-08-20 | 23:00 | 64.4 | 0 | 0 | 0 | 0 | 0 | 0 | 0 | 0 | 0 | 0 | 0 | 0 | 0
2001-08-20 | 24:00 | 63.68 | 0 | 0 | 0 | 0 | 0 | 0 | 0 | 0 | 0 | 0 | 0 | 0 | 0
2001-08-21 | 1:00 | 62.96 | 0 | 0 | 0 | 0 | 0 | 0 | 0 | 0 | 0 | 0 | 0 | 0 | 0
2001-08-21 | 2:00 | 62.6 | 0 | 0 | 0 | 0 | 0 | 0 | 0 | 0 | 0 | 0 | 0 | 0 | 0
2001-08-21 | 3:00 | 62.6 | 0 | 0 | 0 | 0 | 0 | 0 | 0 | 0 | 0 | 0 | 0 | 0 | 0
2001-08-21 | 4:00 | 60.8 | 0 | 0 | 0 | 0 | 0 | 0 | 0 | 0 | 0 | 0 | 0 | 0 | 0
2001-08-21 | 5:00 | 60.8 | 0 | 0 | 0 | 0 | 0 | 0 | 0 | 0 | 0 | 0 | 0 | 0 | 0
2001-08-21 | 6:00 | 60.8 | 0 | 0 | 0 | 0 | 0 | 0 | 0 | 0 | 0 | 0 | 0 | 0 | 0
2001-08-21 | 7:00 | 60.8 | 377241.4713 | 377.2415 | 118580.0153 | 118.58 | 118.58 | 0 | 33.88 | 0 | 85.7164 | 291.5251 | 291.5251 | 0 | 0
2001-08-21 | 8:00 | 62.6 | 431406.1716 | 431.4062 | 27062.0973 | 27.0621 | 27.0621 | 0 | 7.732 | 0 | 19.562 | 411.8441 | 411.8441 | 0 | 0
2001-08-21 | 9:00 | 64.4 | 837221.2769 | 837.2213 | 1112.7892 | 1.1128 | 1.1128 | 0 | 0.31794 | 0 | 0.80439 | 836.4169 | 836.4169 | 0 | 0
2001-08-21 | 10:00 | 69.8 | 997418.2345 | 997.4182 | 973.9634 | 0.97396 | 0.97396 | 0 | 0.27828 | 0 | 0.70404 | 996.7142 | 996.7142 | 0 | 0
2001-08-21 | 11:00 | 75.2 | 1058328.8598 | 1058.3289 | 878.4798 | 0.87848 | 0.87848 | 0 | 0.25099 | 0 | 0.63502 | 1057.6938 | 1057.6938 | 0 | 0
2001-08-21 | 12:00 | 80.6 | 994055.318 | 994.0553 | 958.51 | 0.95851 | 0.95851 | 0 | 0.27386 | 0 | 0.69287 | 993.3625 | 993.3625 | 0 | 0
2001-08-21 | 13:00 | 82.4 | 1006972.8664 | 1006.9729 | 1139.3501 | 1.1394 | 1.1394 | 0 | 0.32553 | 0 | 0.82359 | 1006.1493 | 1006.1493 | 0 | 0
2001-08-21 | 14:00 | 84.2 | 1255525.8049 | 1255.5258 | 774.3888 | 0.77439 | 0.77439 | 0 | 0.22125 | 0 | 0.55977 | 1254.966 | 1254.966 | 0 | 0
2001-08-21 | 15:00 | 84.2 | 1287194.2295 | 1287.1942 | 331.2645 | 0.33126 | 0.33126 | 0 | 0.094647 | 0 | 0.23946 | 1286.9548 | 1286.9548 | 0 | 0
2001-08-21 | 16:00 | 80.6 | 1250998.0012 | 1250.998 | 269.5249 | 0.26952 | 0.26952 | 0 | 0.077007 | 0 | 0.19483 | 1250.8032 | 1250.8032 | 0 | 0
2001-08-21 | 17:00 | 77 | 1211756.0078 | 1211.756 | 224.0578 | 0.22406 | 0.22406 | 0 | 0.064017 | 0 | 0.16196 | 1211.594 | 1211.594 | 0 | 0
2001-08-21 | 18:00 | 73.4 | 920626.3322 | 920.6263 | 440.6001 | 0.4406 | 0.4406 | 0 | 0.12589 | 0 | 0.31849 | 920.3078 | 920.3078 | 0 | 0
2001-08-21 | 19:00 | 69.8 | 834402.1848 | 834.4022 | 674.9113 | 0.67491 | 0.67491 | 0 | 0.19283 | 0 | 0.48786 | 833.9143 | 833.9143 | 0 | 0
2001-08-21 | 20:00 | 66.2 | 706198.2027 | 706.1982 | 2046.9246 | 2.0469 | 2.0469 | 0 | 0.58484 | 0 | 1.4796 | 704.7186 | 704.7186 | 0 | 0
2001-08-21 | 21:00 | 62.6 | 514169.373 | 514.1694 | 9539.7975 | 9.5398 | 9.5398 | 0 | 2.7257 | 0 | 6.8959 | 507.2735 | 507.2735 | 0 | 0
2001-08-21 | 22:00 | 62.6 | 342476.3741 | 342.4764 | 13989.3917 | 13.9894 | 13.9894 | 0 | 3.997 | 0 | 10.1123 | 332.364 | 332.364 | 0 | 0
2001-08-21 | 23:00 | 60.8 | 0 | 0 | 0 | 0 | 0 | 0 | 0 | 0 | 0 | 0 | 0 | 0 | 0
2001-08-21 | 24:00 | 60.8 | 0 | 0 | 0 | 0 | 0 | 0 | 0 | 0 | 0 | 0 | 0 | 0 | 0
2001-08-22 | 1:00 | 59 | 0 | 0 | 0 | 0 | 0 | 0 | 0 | 0 | 0 | 0 | 0 | 0 | 0
2001-08-22 | 2:00 | 62.6 | 0 | 0 | 0 | 0 | 0 | 0 | 0 | 0 | 0 | 0 | 0 | 0 | 0
2001-08-22 | 3:00 | 62.6 | 0 | 0 | 0 | 0 | 0 | 0 | 0 | 0 | 0 | 0 | 0 | 0 | 0
2001-08-22 | 4:00 | 62.6 | 0 | 0 | 0 | 0 | 0 | 0 | 0 | 0 | 0 | 0 | 0 | 0 | 0
2001-08-22 | 5:00 | 62.6 | 0 | 0 | 0 | 0 | 0 | 0 | 0 | 0 | 0 | 0 | 0 | 0 | 0
2001-08-22 | 6:00 | 62.6 | 0 | 0 | 0 | 0 | 0 | 0 | 0 | 0 | 0 | 0 | 0 | 0 | 0
2001-08-22 | 7:00 | 64.4 | 276517.2135 | 276.5172 | 81415.4835 | 81.4155 | 81.4155 | 0 | 23.2616 | 0 | 58.8518 | 217.6654 | 217.6654 | 0 | 0
2001-08-22 | 8:00 | 66.2 | 312581.6859 | 312.5817 | 15978.6293 | 15.9786 | 15.9786 | 0 | 4.5653 | 0 | 11.5503 | 301.0314 | 301.0314 | 0 | 0
2001-08-22 | 9:00 | 69.8 | 542322.7781 | 542.3228 | 828.2817 | 0.82828 | 0.82828 | 0 | 0.23665 | 0 | 0.59873 | 541.724 | 541.724 | 0 | 0
2001-08-22 | 10:00 | 71.6 | 641786.1663 | 641.7862 | 550.1013 | 0.5501 | 0.5501 | 0 | 0.15717 | 0 | 0.39764 | 641.3885 | 641.3885 | 0 | 0
2001-08-22 | 11:00 | 73.4 | 763659.5189 | 763.6595 | 365.8309 | 0.36583 | 0.36583 | 0 | 0.10452 | 0 | 0.26444 | 763.3951 | 763.3951 | 0 | 0
2001-08-22 | 12:00 | 78.8 | 960296.8212 | 960.2968 | 478.7548 | 0.47875 | 0.47875 | 0 | 0.13679 | 0 | 0.34607 | 959.9507 | 959.9507 | 0 | 0
2001-08-22 | 13:00 | 82.4 | 1082495.8876 | 1082.4959 | 775.2967 | 0.7753 | 0.7753 | 0 | 0.22151 | 0 | 0.56043 | 1081.9355 | 1081.9355 | 0 | 0
2001-08-22 | 14:00 | 82.4 | 1093185.1757 | 1093.1852 | 362.4791 | 0.36248 | 0.36248 | 0 | 0.10357 | 0 | 0.26202 | 1092.9232 | 1092.9232 | 0 | 0
2001-08-22 | 15:00 | 82.4 | 1188831.238 | 1188.8312 | 134.5269 | 0.13453 | 0.13453 | 0 | 0.038436 | 0 | 0.097244 | 1188.734 | 1188.734 | 0 | 0
2001-08-22 | 16:00 | 80.6 | 1367745.7531 | 1367.7458 | 122.1877 | 0.12219 | 0.12219 | 0 | 0.034911 | 0 | 0.088324 | 1367.6574 | 1367.6574 | 0 | 0
2001-08-22 | 17:00 | 75.2 | 1280639.4444 | 1280.6394 | 108.551 | 0.10855 | 0.10855 | 0 | 0.031015 | 0 | 0.078467 | 1280.561 | 1280.561 | 0 | 0
2001-08-22 | 18:00 | 73.4 | 915741.5354 | 915.7415 | 298.6767 | 0.29868 | 0.29868 | 0 | 0.085336 | 0 | 0.2159 | 915.5256 | 915.5256 | 0 | 0
2001-08-22 | 19:00 | 69.8 | 838747.9795 | 838.748 | 457.8828 | 0.45788 | 0.45788 | 0 | 0.13082 | 0 | 0.33098 | 838.417 | 838.417 | 0 | 0
2001-08-22 | 20:00 | 66.2 | 706403.6051 | 706.4036 | 1664.1799 | 1.6642 | 1.6642 | 0 | 0.47548 | 0 | 1.203 | 705.2006 | 705.2006 | 0 | 0
2001-08-22 | 21:00 | 64.4 | 552167.9419 | 552.1679 | 8455.2423 | 8.4552 | 8.4552 | 0 | 2.4158 | 0 | 6.1119 | 546.056 | 546.056 | 0 | 0
2001-08-22 | 22:00 | 64.4 | 393366.8105 | 393.3668 | 12895.3425 | 12.8953 | 12.8953 | 0 | 3.6844 | 0 | 9.3215 | 384.0453 | 384.0453 | 0 | 0
2001-08-22 | 23:00 | 62.6 | 0 | 0 | 0 | 0 | 0 | 0 | 0 | 0 | 0 | 0 | 0 | 0 | 0
2001-08-22 | 24:00 | 62.6 | 0 | 0 | 0 | 0 | 0 | 0 | 0 | 0 | 0 | 0 | 0 | 0 | 0
2001-08-23 | 1:00 | 60.8 | 0 | 0 | 0 | 0 | 0 | 0 | 0 | 0 | 0 | 0 | 0 | 0 | 0
2001-08-23 | 2:00 | 57.2 | 0 | 0 | 0 | 0 | 0 | 0 | 0 | 0 | 0 | 0 | 0 | 0 | 0
2001-08-23 | 3:00 | 59 | 0 | 0 | 0 | 0 | 0 | 0 | 0 | 0 | 0 | 0 | 0 | 0 | 0
2001-08-23 | 4:00 | 59 | 0 | 0 | 0 | 0 | 0 | 0 | 0 | 0 | 0 | 0 | 0 | 0 | 0
2001-08-23 | 5:00 | 57.2 | 0 | 0 | 0 | 0 | 0 | 0 | 0 | 0 | 0 | 0 | 0 | 0 | 0
2001-08-23 | 6:00 | 60.8 | 0 | 0 | 0 | 0 | 0 | 0 | 0 | 0 | 0 | 0 | 0 | 0 | 0
2001-08-23 | 7:00 | 62.6 | 308233.0082 | 308.233 | 78455.9852 | 78.456 | 78.456 | 0 | 22.416 | 0 | 56.7125 | 251.5205 | 251.5205 | 0 | 0
2001-08-23 | 8:00 | 62.6 | 361930.3972 | 361.9304 | 16537.0678 | 16.5371 | 16.5371 | 0 | 4.7249 | 0 | 11.9539 | 349.9765 | 349.9765 | 0 | 0
2001-08-23 | 9:00 | 66.2 | 669566.8591 | 669.5669 | 824.7902 | 0.82479 | 0.82479 | 0 | 0.23565 | 0 | 0.59621 | 668.9707 | 668.9707 | 0 | 0
2001-08-23 | 10:00 | 71.6 | 930821.2176 | 930.8212 | 554.2678 | 0.55427 | 0.55427 | 0 | 0.15836 | 0 | 0.40066 | 930.4206 | 930.4206 | 0 | 0
2001-08-23 | 11:00 | 75.2 | 1077057.3998 | 1077.0574 | 388.3606 | 0.38836 | 0.38836 | 0 | 0.11096 | 0 | 0.28073 | 1076.7767 | 1076.7767 | 0 | 0
2001-08-23 | 12:00 | 80.6 | 1172628.7228 | 1172.6287 | 498.9363 | 0.49894 | 0.49894 | 0 | 0.14255 | 0 | 0.36066 | 1172.2681 | 1172.2681 | 0 | 0
2001-08-23 | 13:00 | 84.2 | 1273333.2865 | 1273.3333 | 788.6356 | 0.78864 | 0.78864 | 0 | 0.22532 | 0 | 0.57007 | 1272.7632 | 1272.7632 | 0 | 0
2001-08-23 | 14:00 | 87.8 | 1491689.7256 | 1491.6897 | 383.7358 | 0.38374 | 0.38374 | 0 | 0.10964 | 0 | 0.27739 | 1491.4123 | 1491.4123 | 0 | 0
2001-08-23 | 15:00 | 87.8 | 1574737.7809 | 1574.7378 | 103.1046 | 0.1031 | 0.1031 | 0 | 0.029458 | 0 | 0.07453 | 1574.6633 | 1574.6633 | 0 | 0
2001-08-23 | 16:00 | 84.2 | 1673940.0744 | 1673.9401 | 94.4734 | 0.094473 | 0.094473 | 0 | 0.026992 | 0 | 0.068291 | 1673.8718 | 1673.8718 | 0 | 0
2001-08-23 | 17:00 | 82.4 | 1686021.9505 | 1686.022 | 83.5444 | 0.083544 | 0.083544 | 0 | 0.02387 | 0 | 0.060391 | 1685.9616 | 1685.9616 | 0 | 0
2001-08-23 | 18:00 | 78.8 | 1288449.5354 | 1288.4495 | 267.6058 | 0.26761 | 0.26761 | 0 | 0.076459 | 0 | 0.19344 | 1288.2561 | 1288.2561 | 0 | 0
2001-08-23 | 19:00 | 75.2 | 1274819.0595 | 1274.8191 | 434.4516 | 0.43445 | 0.43445 | 0 | 0.12413 | 0 | 0.31405 | 1274.505 | 1274.505 | 0 | 0
2001-08-23 | 20:00 | 71.6 | 1186779.5299 | 1186.7795 | 1034.7665 | 1.0348 | 1.0348 | 0 | 0.29565 | 0 | 0.74799 | 1186.0315 | 1186.0315 | 0 | 0
2001-08-23 | 21:00 | 69.8 | 1005498.3562 | 1005.4984 | 7262.9653 | 7.263 | 7.263 | 0 | 2.0751 | 0 | 5.2501 | 1000.2483 | 1000.2483 | 0 | 0
2001-08-23 | 22:00 | 69.8 | 701694.3244 | 701.6943 | 10899.9151 | 10.8999 | 10.8999 | 0 | 3.1143 | 0 | 7.8791 | 693.8152 | 693.8152 | 0 | 0
2001-08-23 | 23:00 | 66.2 | 0 | 0 | 0 | 0 | 0 | 0 | 0 | 0 | 0 | 0 | 0 | 0 | 0
2001-08-23 | 24:00 | 62.6 | 0 | 0 | 0 | 0 | 0 | 0 | 0 | 0 | 0 | 0 | 0 | 0 | 0
2001-08-24 | 1:00 | 62.6 | 0 | 0 | 0 | 0 | 0 | 0 | 0 | 0 | 0 | 0 | 0 | 0 | 0
2001-08-24 | 2:00 | 60.8 | 0 | 0 | 0 | 0 | 0 | 0 | 0 | 0 | 0 | 0 | 0 | 0 | 0
2001-08-24 | 3:00 | 62.6 | 0 | 0 | 0 | 0 | 0 | 0 | 0 | 0 | 0 | 0 | 0 | 0 | 0
2001-08-24 | 4:00 | 60.8 | 0 | 0 | 0 | 0 | 0 | 0 | 0 | 0 | 0 | 0 | 0 | 0 | 0
2001-08-24 | 5:00 | 59 | 0 | 0 | 0 | 0 | 0 | 0 | 0 | 0 | 0 | 0 | 0 | 0 | 0
2001-08-24 | 6:00 | 60.8 | 0 | 0 | 0 | 0 | 0 | 0 | 0 | 0 | 0 | 0 | 0 | 0 | 0
2001-08-24 | 7:00 | 66.2 | 333217.2019 | 333.2172 | 61340.0144 | 61.34 | 61.34 | 0 | 17.5257 | 0 | 44.3401 | 288.8771 | 288.8771 | 0 | 0
2001-08-24 | 8:00 | 71.6 | 638703.2005 | 638.7032 | 13839.3795 | 13.8394 | 13.8394 | 0 | 3.9541 | 0 | 10.0039 | 628.6993 | 628.6993 | 0 | 0
2001-08-24 | 9:00 | 75.2 | 1188407.3845 | 1188.4074 | 493.4882 | 0.49349 | 0.49349 | 0 | 0.141 | 0 | 0.35672 | 1188.0507 | 1188.0507 | 0 | 0
2001-08-24 | 10:00 | 80.6 | 1388777.6102 | 1388.7776 | 342.2726 | 0.34227 | 0.34227 | 0 | 0.097792 | 0 | 0.24741 | 1388.5302 | 1388.5302 | 0 | 0
2001-08-24 | 11:00 | 84.2 | 1465913.1632 | 1465.9132 | 190.1567 | 0.19016 | 0.19016 | 0 | 0.05433 | 0 | 0.13746 | 1465.7757 | 1465.7757 | 0 | 0
2001-08-24 | 12:00 | 87.8 | 1515533.7023 | 1515.5337 | 309.0334 | 0.30903 | 0.30903 | 0 | 0.088295 | 0 | 0.22339 | 1515.3103 | 1515.3103 | 0 | 0
2001-08-24 | 13:00 | 91.4 | 1760393.6875 | 1760.3937 | 564.4649 | 0.56446 | 0.56446 | 0 | 0.16128 | 0 | 0.40803 | 1759.9857 | 1759.9857 | 0 | 0
2001-08-24 | 14:00 | 91.4 | 1877195.8759 | 1877.1959 | 171.3666 | 0.17137 | 0.17137 | 0 | 0.048962 | 0 | 0.12387 | 1877.072 | 1877.072 | 0 | 0
2001-08-24 | 15:00 | 91.4 | 1915788.5696 | 1915.7886 | 87.7929 | 0.087793 | 0.087793 | 0 | 0.025084 | 0 | 0.063462 | 1915.7251 | 1915.7251 | 0 | 0
2001-08-24 | 16:00 | 89.6 | 1948894.7011 | 1948.8947 | 80.99 | 0.08099 | 0.08099 | 0 | 0.02314 | 0 | 0.058544 | 1948.8362 | 1948.8362 | 0 | 0
2001-08-24 | 17:00 | 87.8 | 1948894.7011 | 1948.8947 | 71.6989 | 0.071699 | 0.071699 | 0 | 0.020485 | 0 | 0.051828 | 1948.8429 | 1948.8429 | 0 | 0
2001-08-24 | 18:00 | 82.4 | 1601811.8675 | 1601.8119 | 246.5391 | 0.24654 | 0.24654 | 0 | 0.07044 | 0 | 0.17821 | 1601.6337 | 1601.6337 | 0 | 0
2001-08-24 | 19:00 | 78.8 | 1553853.618 | 1553.8536 | 318.3674 | 0.31837 | 0.31837 | 0 | 0.090962 | 0 | 0.23013 | 1553.6235 | 1553.6235 | 0 | 0
2001-08-24 | 20:00 | 75.2 | 1434112.1484 | 1434.1121 | 464.4283 | 0.46443 | 0.46443 | 0 | 0.13269 | 0 | 0.33572 | 1433.7764 | 1433.7764 | 0 | 0
2001-08-24 | 21:00 | 73.4 | 1272603.6655 | 1272.6037 | 5419.3012 | 5.4193 | 5.4193 | 0 | 1.5484 | 0 | 3.9174 | 1268.6863 | 1268.6863 | 0 | 0
2001-08-24 | 22:00 | 71.6 | 903109.3986 | 903.1094 | 9300.2346 | 9.3002 | 9.3002 | 0 | 2.6572 | 0 | 6.7227 | 896.3867 | 896.3867 | 0 | 0
2001-08-24 | 23:00 | 66.2 | 0 | 0 | 0 | 0 | 0 | 0 | 0 | 0 | 0 | 0 | 0 | 0 | 0
2001-08-24 | 24:00 | 64.4 | 0 | 0 | 0 | 0 | 0 | 0 | 0 | 0 | 0 | 0 | 0 | 0 | 0
2001-08-25 | 1:00 | 64.4 | 0 | 0 | 0 | 0 | 0 | 0 | 0 | 0 | 0 | 0 | 0 | 0 | 0
2001-08-25 | 2:00 | 64.4 | 0 | 0 | 0 | 0 | 0 | 0 | 0 | 0 | 0 | 0 | 0 | 0 | 0
2001-08-25 | 3:00 | 64.4 | 0 | 0 | 0 | 0 | 0 | 0 | 0 | 0 | 0 | 0 | 0 | 0 | 0
2001-08-25 | 4:00 | 62.6 | 0 | 0 | 0 | 0 | 0 | 0 | 0 | 0 | 0 | 0 | 0 | 0 | 0
2001-08-25 | 5:00 | 62.6 | 0 | 0 | 0 | 0 | 0 | 0 | 0 | 0 | 0 | 0 | 0 | 0 | 0
2001-08-25 | 6:00 | 62.6 | 0 | 0 | 0 | 0 | 0 | 0 | 0 | 0 | 0 | 0 | 0 | 0 | 0
2001-08-25 | 7:00 | 68 | 342959.7572 | 342.9598 | 53078.0607 | 53.0781 | 53.0781 | 0 | 15.1652 | 0 | 38.3679 | 304.5919 | 304.5919 | 0 | 0
2001-08-25 | 8:00 | 73.4 | 610313.6826 | 610.3137 | 11449.41 | 11.4494 | 11.4494 | 0 | 3.2713 | 0 | 8.2763 | 602.0374 | 602.0374 | 0 | 0
2001-08-25 | 9:00 | 78.8 | 1344086.2177 | 1344.0862 | 288.9987 | 0.289 | 0.289 | 0 | 0.082571 | 0 | 0.2089 | 1343.8773 | 1343.8773 | 0 | 0
2001-08-25 | 10:00 | 84.2 | 1691344.3048 | 1691.3443 | 183.0459 | 0.18305 | 0.18305 | 0 | 0.052299 | 0 | 0.13232 | 1691.212 | 1691.212 | 0 | 0
2001-08-25 | 11:00 | 91.4 | 1834473.7713 | 1834.4738 | 113.7 | 0.1137 | 0.1137 | 0 | 0.032486 | 0 | 0.082189 | 1834.3916 | 1834.3916 | 0 | 0
2001-08-25 | 12:00 | 95 | 1921860.0251 | 1921.86 | 158.0966 | 0.1581 | 0.1581 | 0 | 0.04517 | 0 | 0.11428 | 1921.7457 | 1921.7457 | 0 | 0
2001-08-25 | 13:00 | 96.8 | 1948894.7011 | 1948.8947 | 330.2311 | 0.33023 | 0.33023 | 0 | 0.094352 | 0 | 0.23871 | 1948.656 | 1948.656 | 0 | 0
2001-08-25 | 14:00 | 96.8 | 1948894.7011 | 1948.8947 | 73.1524 | 0.073152 | 0.073152 | 0 | 0.020901 | 0 | 0.052879 | 1948.8418 | 1948.8418 | 0 | 0
2001-08-25 | 15:00 | 95 | 1948894.7011 | 1948.8947 | 0 | 0 | 0 | 0 | 0 | 0 | 0 | 1948.8947 | 1948.8947 | 0 | 0
2001-08-25 | 16:00 | 91.4 | 1948894.7011 | 1948.8947 | 0 | 0 | 0 | 0 | 0 | 0 | 0 | 1948.8947 | 1948.8947 | 0 | 0
2001-08-25 | 17:00 | 89.6 | 1948894.7011 | 1948.8947 | 0 | 0 | 0 | 0 | 0 | 0 | 0 | 1948.8947 | 1948.8947 | 0 | 0
2001-08-25 | 18:00 | 84.2 | 1878569.2849 | 1878.5693 | 192.4509 | 0.19245 | 0.19245 | 0 | 0.054986 | 0 | 0.13911 | 1878.4302 | 1878.4302 | 0 | 0
2001-08-25 | 19:00 | 80.6 | 1511057.9589 | 1511.058 | 284.0493 | 0.28405 | 0.28405 | 0 | 0.081157 | 0 | 0.20533 | 1510.8526 | 1510.8526 | 0 | 0
2001-08-25 | 20:00 | 75.2 | 1308926.1665 | 1308.9262 | 310.4724 | 0.31047 | 0.31047 | 0 | 0.088706 | 0 | 0.22443 | 1308.7017 | 1308.7017 | 0 | 0
2001-08-25 | 21:00 | 73.4 | 1242702.1687 | 1242.7022 | 4192.521 | 4.1925 | 4.1925 | 0 | 1.1979 | 0 | 3.0306 | 1239.6716 | 1239.6716 | 0 | 0
2001-08-25 | 22:00 | 71.6 | 936165.0397 | 936.165 | 7930.2924 | 7.9303 | 7.9303 | 0 | 2.2658 | 0 | 5.7325 | 930.4326 | 930.4326 | 0 | 0
2001-08-25 | 23:00 | 71.6 | 0 | 0 | 0 | 0 | 0 | 0 | 0 | 0 | 0 | 0 | 0 | 0 | 0
2001-08-25 | 24:00 | 69.8 | 0 | 0 | 0 | 0 | 0 | 0 | 0 | 0 | 0 | 0 | 0 | 0 | 0
2001-08-26 | 1:00 | 66.2 | 0 | 0 | 0 | 0 | 0 | 0 | 0 | 0 | 0 | 0 | 0 | 0 | 0
2001-08-26 | 2:00 | 66.2 | 0 | 0 | 0 | 0 | 0 | 0 | 0 | 0 | 0 | 0 | 0 | 0 | 0
2001-08-26 | 3:00 | 64.4 | 0 | 0 | 0 | 0 | 0 | 0 | 0 | 0 | 0 | 0 | 0 | 0 | 0
2001-08-26 | 4:00 | 60.8 | 0 | 0 | 0 | 0 | 0 | 0 | 0 | 0 | 0 | 0 | 0 | 0 | 0
2001-08-26 | 5:00 | 62.6 | 0 | 0 | 0 | 0 | 0 | 0 | 0 | 0 | 0 | 0 | 0 | 0 | 0
2001-08-26 | 6:00 | 62.6 | 0 | 0 | 0 | 0 | 0 | 0 | 0 | 0 | 0 | 0 | 0 | 0 | 0
2001-08-26 | 7:00 | 68 | 661442.2016 | 661.4422 | 58385.9472 | 58.3859 | 58.3859 | 0 | 16.6817 | 0 | 42.2047 | 619.2375 | 619.2375 | 0 | 0
2001-08-26 | 8:00 | 73.4 | 854179.0004 | 854.179 | 37764.3259 | 37.7643 | 37.7643 | 0 | 10.7898 | 0 | 27.2982 | 826.8808 | 826.8808 | 0 | 0
2001-08-26 | 9:00 | 78.8 | 1181436.6841 | 1181.4367 | 14459.3781 | 14.4594 | 14.4594 | 0 | 4.1313 | 0 | 10.4521 | 1170.9846 | 1170.9846 | 0 | 0
2001-08-26 | 10:00 | 84.2 | 1627657.056 | 1627.6571 | 1655.6716 | 1.6557 | 1.6557 | 0 | 0.47305 | 0 | 1.1968 | 1626.4602 | 1626.4602 | 0 | 0
2001-08-26 | 11:00 | 89.6 | 1683654.8411 | 1683.6548 | 1576.6068 | 1.5766 | 1.5766 | 0 | 0.45046 | 0 | 1.1397 | 1682.5152 | 1682.5152 | 0 | 0
2001-08-26 | 12:00 | 95 | 1640030.3107 | 1640.0303 | 1551.8569 | 1.5519 | 1.5519 | 0 | 0.44339 | 0 | 1.1218 | 1638.9085 | 1638.9085 | 0 | 0
2001-08-26 | 13:00 | 98.6 | 1565102.4135 | 1565.1024 | 1411.8274 | 1.4118 | 1.4118 | 0 | 0.40338 | 0 | 1.0205 | 1564.0819 | 1564.0819 | 0 | 0
2001-08-26 | 14:00 | 98.6 | 1472112.1305 | 1472.1121 | 1123.0857 | 1.1231 | 1.1231 | 0 | 0.32088 | 0 | 0.81183 | 1471.3003 | 1471.3003 | 0 | 0
2001-08-26 | 15:00 | 98.6 | 1461625.7361 | 1461.6257 | 903.2263 | 0.90323 | 0.90323 | 0 | 0.25806 | 0 | 0.6529 | 1460.9728 | 1460.9728 | 0 | 0
2001-08-26 | 16:00 | 96.8 | 1671897.2943 | 1671.8973 | 794.768 | 0.79477 | 0.79477 | 0 | 0.22708 | 0 | 0.5745 | 1671.3228 | 1671.3228 | 0 | 0
2001-08-26 | 17:00 | 93.2 | 1332555.6494 | 1332.5556 | 8407.7228 | 8.4077 | 8.4077 | 0 | 2.4022 | 0 | 6.0776 | 1326.4781 | 1326.4781 | 0 | 0
2001-08-26 | 18:00 | 84.2 | 1062140.0452 | 1062.14 | 38356.6737 | 38.3567 | 38.3567 | 0 | 10.959 | 0 | 27.7264 | 1034.4136 | 1034.4136 | 0 | 0
2001-08-26 | 19:00 | 80.6 | 884419.3428 | 884.4193 | 0 | 0 | 0 | 0 | 0 | 0 | 0 | 884.4193 | 884.4193 | 0 | 0
2001-08-26 | 20:00 | 78.8 | 845929.7146 | 845.9297 | 8551.6768 | 8.5517 | 8.5517 | 0 | 2.4433 | 0 | 6.1816 | 839.7481 | 839.7481 | 0 | 0
2001-08-26 | 21:00 | 75.2 | 717561.188 | 717.5612 | 14661.0795 | 14.6611 | 14.6611 | 0 | 4.1889 | 0 | 10.5979 | 706.9633 | 706.9633 | 0 | 0
2001-08-26 | 22:00 | 69.8 | 592396.2734 | 592.3963 | 19107.1337 | 19.1071 | 19.1071 | 0 | 5.4592 | 0 | 13.8117 | 578.5845 | 578.5845 | 0 | 0
2001-08-26 | 23:00 | 69.8 | 0 | 0 | 0 | 0 | 0 | 0 | 0 | 0 | 0 | 0 | 0 | 0 | 0
2001-08-26 | 24:00 | 66.2 | 0 | 0 | 0 | 0 | 0 | 0 | 0 | 0 | 0 | 0 | 0 | 0 | 0
2001-08-27 | 1:00 | 66.2 | 0 | 0 | 0 | 0 | 0 | 0 | 0 | 0 | 0 | 0 | 0 | 0 | 0
2001-08-27 | 2:00 | 64.4 | 0 | 0 | 0 | 0 | 0 | 0 | 0 | 0 | 0 | 0 | 0 | 0 | 0
2001-08-27 | 3:00 | 62.6 | 0 | 0 | 0 | 0 | 0 | 0 | 0 | 0 | 0 | 0 | 0 | 0 | 0
2001-08-27 | 4:00 | 60.8 | 0 | 0 | 0 | 0 | 0 | 0 | 0 | 0 | 0 | 0 | 0 | 0 | 0
2001-08-27 | 5:00 | 62.6 | 0 | 0 | 0 | 0 | 0 | 0 | 0 | 0 | 0 | 0 | 0 | 0 | 0
2001-08-27 | 6:00 | 62.6 | 0 | 0 | 0 | 0 | 0 | 0 | 0 | 0 | 0 | 0 | 0 | 0 | 0
2001-08-27 | 7:00 | 69.8 | 445823.5383 | 445.8235 | 14566.1234 | 14.5661 | 14.5661 | 0 | 4.1617 | 0 | 10.5292 | 435.2943 | 435.2943 | 0 | 0
2001-08-27 | 8:00 | 75.2 | 621687.9726 | 621.688 | 20402.5874 | 20.4026 | 20.4026 | 0 | 5.8293 | 0 | 14.7482 | 606.9398 | 606.9398 | 0 | 0
2001-08-27 | 9:00 | 82.4 | 726646.5199 | 726.6465 | 19270.2427 | 19.2702 | 19.2702 | 0 | 5.5058 | 0 | 13.9296 | 712.7169 | 712.7169 | 0 | 0
2001-08-27 | 10:00 | 89.6 | 799185.3218 | 799.1853 | 26685.2625 | 26.6853 | 26.6853 | 0 | 7.6244 | 0 | 19.2896 | 779.8957 | 779.8957 | 0 | 0
2001-08-27 | 11:00 | 93.2 | 1014211.4381 | 1014.2114 | 2775.2847 | 2.7753 | 2.7753 | 0 | 0.79294 | 0 | 2.0061 | 1012.2053 | 1012.2053 | 0 | 0
2001-08-27 | 12:00 | 96.8 | 1132600.0703 | 1132.6001 | 966.4746 | 0.96647 | 0.96647 | 0 | 0.27614 | 0 | 0.69862 | 1131.9014 | 1131.9014 | 0 | 0
2001-08-27 | 13:00 | 98.6 | 980810.3024 | 980.8103 | 16708.545 | 16.7085 | 16.7085 | 0 | 4.7739 | 0 | 12.0779 | 968.7324 | 968.7324 | 0 | 0
2001-08-27 | 14:00 | 96.8 | 973785.1867 | 973.7852 | 15271.6163 | 15.2716 | 15.2716 | 0 | 4.3633 | 0 | 11.0392 | 962.746 | 962.746 | 0 | 0
2001-08-27 | 15:00 | 93.2 | 859418.9981 | 859.419 | 9554.6502 | 9.5547 | 9.5547 | 0 | 2.7299 | 0 | 6.9066 | 852.5124 | 852.5124 | 0 | 0
2001-08-27 | 16:00 | 93.2 | 808512.1051 | 808.5121 | 11391.4119 | 11.3914 | 11.3914 | 0 | 3.2547 | 0 | 8.2344 | 800.2777 | 800.2777 | 0 | 0
2001-08-27 | 17:00 | 89.6 | 786249.999 | 786.25 | 13782.1896 | 13.7822 | 13.7822 | 0 | 3.9378 | 0 | 9.9626 | 776.2874 | 776.2874 | 0 | 0
2001-08-27 | 18:00 | 84.2 | 663761.7945 | 663.7618 | 24182.4922 | 24.1825 | 24.1825 | 0 | 6.9093 | 0 | 17.4805 | 646.2813 | 646.2813 | 0 | 0
2001-08-27 | 19:00 | 80.6 | 564910.0819 | 564.9101 | 23838.2769 | 23.8383 | 23.8383 | 0 | 6.8109 | 0 | 17.2317 | 547.6784 | 547.6784 | 0 | 0
2001-08-27 | 20:00 | 77 | 540176.2113 | 540.1762 | 24037.2396 | 24.0372 | 24.0372 | 0 | 6.8678 | 0 | 17.3755 | 522.8007 | 522.8007 | 0 | 0
2001-08-27 | 21:00 | 75.2 | 556561.8565 | 556.5619 | 28469.6921 | 28.4697 | 28.4697 | 0 | 8.1342 | 0 | 20.5795 | 535.9823 | 535.9823 | 0 | 0
2001-08-27 | 22:00 | 71.6 | 531018.3958 | 531.0184 | 32084.9811 | 32.085 | 32.085 | 0 | 9.1671 | 0 | 23.1929 | 507.8255 | 507.8255 | 0 | 0
2001-08-27 | 23:00 | 68 | 0 | 0 | 0 | 0 | 0 | 0 | 0 | 0 | 0 | 0 | 0 | 0 | 0
2001-08-27 | 24:00 | 66.2 | 0 | 0 | 0 | 0 | 0 | 0 | 0 | 0 | 0 | 0 | 0 | 0 | 0
2001-08-28 | 1:00 | 66.2 | 0 | 0 | 0 | 0 | 0 | 0 | 0 | 0 | 0 | 0 | 0 | 0 | 0
2001-08-28 | 2:00 | 64.4 | 0 | 0 | 0 | 0 | 0 | 0 | 0 | 0 | 0 | 0 | 0 | 0 | 0
2001-08-28 | 3:00 | 64.4 | 0 | 0 | 0 | 0 | 0 | 0 | 0 | 0 | 0 | 0 | 0 | 0 | 0
2001-08-28 | 4:00 | 60.8 | 0 | 0 | 0 | 0 | 0 | 0 | 0 | 0 | 0 | 0 | 0 | 0 | 0
2001-08-28 | 5:00 | 60.8 | 0 | 0 | 0 | 0 | 0 | 0 | 0 | 0 | 0 | 0 | 0 | 0 | 0
2001-08-28 | 6:00 | 60.44 | 0 | 0 | 0 | 0 | 0 | 0 | 0 | 0 | 0 | 0 | 0 | 0 | 0
2001-08-28 | 7:00 | 62.6 | 432900.7451 | 432.9007 | 109138.6963 | 109.1387 | 109.1387 | 0 | 31.1825 | 0 | 78.8917 | 354.0091 | 354.0091 | 0 | 0
2001-08-28 | 8:00 | 66.2 | 626143.4871 | 626.1435 | 24840.1392 | 24.8401 | 24.8401 | 0 | 7.0972 | 0 | 17.9559 | 608.1876 | 608.1876 | 0 | 0
2001-08-28 | 9:00 | 71.6 | 1263388.6127 | 1263.3886 | 900.2922 | 0.90029 | 0.90029 | 0 | 0.25723 | 0 | 0.65078 | 1262.7378 | 1262.7378 | 0 | 0
2001-08-28 | 10:00 | 80.6 | 1619388.9576 | 1619.389 | 811.5238 | 0.81152 | 0.81152 | 0 | 0.23186 | 0 | 0.58662 | 1618.8023 | 1618.8023 | 0 | 0
2001-08-28 | 11:00 | 87.8 | 1786710.2383 | 1786.7102 | 718.4304 | 0.71843 | 0.71843 | 0 | 0.20527 | 0 | 0.51932 | 1786.1909 | 1786.1909 | 0 | 0
2001-08-28 | 12:00 | 91.4 | 1671194.2785 | 1671.1943 | 793.7634 | 0.79376 | 0.79376 | 0 | 0.22679 | 0 | 0.57378 | 1670.6205 | 1670.6205 | 0 | 0
2001-08-28 | 13:00 | 93.2 | 1799433.9663 | 1799.434 | 934.665 | 0.93467 | 0.93467 | 0 | 0.26705 | 0 | 0.67563 | 1798.7583 | 1798.7583 | 0 | 0
2001-08-28 | 14:00 | 91.4 | 1754547.6302 | 1754.5476 | 555.2869 | 0.55529 | 0.55529 | 0 | 0.15865 | 0 | 0.40139 | 1754.1462 | 1754.1462 | 0 | 0
2001-08-28 | 15:00 | 89.6 | 1759957.1232 | 1759.9571 | 318.7445 | 0.31874 | 0.31874 | 0 | 0.09107 | 0 | 0.23041 | 1759.7267 | 1759.7267 | 0 | 0
2001-08-28 | 16:00 | 86 | 1736645.4253 | 1736.6454 | 260.1259 | 0.26013 | 0.26013 | 0 | 0.074322 | 0 | 0.18803 | 1736.4574 | 1736.4574 | 0 | 0
2001-08-28 | 17:00 | 82.4 | 1559476.9409 | 1559.4769 | 215.9611 | 0.21596 | 0.21596 | 0 | 0.061703 | 0 | 0.15611 | 1559.3208 | 1559.3208 | 0 | 0
2001-08-28 | 18:00 | 75.2 | 1202261.3223 | 1202.2613 | 424.5635 | 0.42456 | 0.42456 | 0 | 0.1213 | 0 | 0.3069 | 1201.9544 | 1201.9544 | 0 | 0
2001-08-28 | 19:00 | 71.6 | 1192917.8819 | 1192.9179 | 496.4443 | 0.49644 | 0.49644 | 0 | 0.14184 | 0 | 0.35886 | 1192.559 | 1192.559 | 0 | 0
2001-08-28 | 20:00 | 69.8 | 1015169.0381 | 1015.169 | 840.1308 | 0.84013 | 0.84013 | 0 | 0.24004 | 0 | 0.60729 | 1014.5617 | 1014.5617 | 0 | 0
2001-08-28 | 21:00 | 66.2 | 763990.8329 | 763.9908 | 7623.876 | 7.6239 | 7.6239 | 0 | 2.1783 | 0 | 5.511 | 758.4799 | 758.4799 | 0 | 0
2001-08-28 | 22:00 | 64.4 | 451635.9086 | 451.6359 | 11055.3759 | 11.0554 | 11.0554 | 0 | 3.1587 | 0 | 7.9915 | 443.6445 | 443.6445 | 0 | 0
2001-08-28 | 23:00 | 62.6 | 0 | 0 | 0 | 0 | 0 | 0 | 0 | 0 | 0 | 0 | 0 | 0 | 0
2001-08-28 | 24:00 | 60.8 | 0 | 0 | 0 | 0 | 0 | 0 | 0 | 0 | 0 | 0 | 0 | 0 | 0
2001-08-29 | 1:00 | 62.6 | 0 | 0 | 0 | 0 | 0 | 0 | 0 | 0 | 0 | 0 | 0 | 0 | 0
2001-08-29 | 2:00 | 62.6 | 0 | 0 | 0 | 0 | 0 | 0 | 0 | 0 | 0 | 0 | 0 | 0 | 0
2001-08-29 | 3:00 | 60.8 | 0 | 0 | 0 | 0 | 0 | 0 | 0 | 0 | 0 | 0 | 0 | 0 | 0
2001-08-29 | 4:00 | 60.8 | 0 | 0 | 0 | 0 | 0 | 0 | 0 | 0 | 0 | 0 | 0 | 0 | 0
2001-08-29 | 5:00 | 57.2 | 0 | 0 | 0 | 0 | 0 | 0 | 0 | 0 | 0 | 0 | 0 | 0 | 0
2001-08-29 | 6:00 | 57.74 | 0 | 0 | 0 | 0 | 0 | 0 | 0 | 0 | 0 | 0 | 0 | 0 | 0
2001-08-29 | 7:00 | 60.8 | 244772.0704 | 244.7721 | 91638.4921 | 91.6385 | 91.6385 | 0 | 26.1824 | 0 | 66.2415 | 178.5305 | 178.5305 | 0 | 0
2001-08-29 | 8:00 | 62.6 | 384658.2484 | 384.6582 | 21018.6909 | 21.0187 | 21.0187 | 0 | 6.0053 | 0 | 15.1935 | 369.4647 | 369.4647 | 0 | 0
2001-08-29 | 9:00 | 64.4 | 765523.0373 | 765.523 | 947.9881 | 0.94799 | 0.94799 | 0 | 0.27085 | 0 | 0.68526 | 764.8378 | 764.8378 | 0 | 0
2001-08-29 | 10:00 | 69.8 | 1025275.8515 | 1025.2759 | 608.7908 | 0.60879 | 0.60879 | 0 | 0.17394 | 0 | 0.44007 | 1024.8358 | 1024.8358 | 0 | 0
2001-08-29 | 11:00 | 75.2 | 1312441.5765 | 1312.4416 | 444.4399 | 0.44444 | 0.44444 | 0 | 0.12698 | 0 | 0.32127 | 1312.1203 | 1312.1203 | 0 | 0
2001-08-29 | 12:00 | 80.6 | 1493308.9692 | 1493.309 | 575.3601 | 0.57536 | 0.57536 | 0 | 0.16439 | 0 | 0.4159 | 1492.8931 | 1492.8931 | 0 | 0
2001-08-29 | 13:00 | 82.4 | 1349100.8555 | 1349.1009 | 879.6285 | 0.87963 | 0.87963 | 0 | 0.25132 | 0 | 0.63585 | 1348.465 | 1348.465 | 0 | 0
2001-08-29 | 14:00 | 82.4 | 1517822.5556 | 1517.8226 | 455.8595 | 0.45586 | 0.45586 | 0 | 0.13025 | 0 | 0.32952 | 1517.493 | 1517.493 | 0 | 0
2001-08-29 | 15:00 | 80.6 | 1717162.6024 | 1717.1626 | 138.5946 | 0.13859 | 0.13859 | 0 | 0.039598 | 0 | 0.10018 | 1717.0624 | 1717.0624 | 0 | 0
2001-08-29 | 16:00 | 78.8 | 1654839.9161 | 1654.8399 | 125.5856 | 0.12559 | 0.12559 | 0 | 0.035882 | 0 | 0.09078 | 1654.7491 | 1654.7491 | 0 | 0
2001-08-29 | 17:00 | 75.2 | 1447548.6177 | 1447.5486 | 111.7318 | 0.11173 | 0.11173 | 0 | 0.031923 | 0 | 0.080766 | 1447.4679 | 1447.4679 | 0 | 0
2001-08-29 | 18:00 | 73.4 | 949189.2021 | 949.1892 | 341.0143 | 0.34101 | 0.34101 | 0 | 0.097433 | 0 | 0.2465 | 948.9427 | 948.9427 | 0 | 0
2001-08-29 | 19:00 | 69.8 | 836044.3833 | 836.0444 | 637.4223 | 0.63742 | 0.63742 | 0 | 0.18212 | 0 | 0.46077 | 835.5836 | 835.5836 | 0 | 0
2001-08-29 | 20:00 | 66.2 | 792467.0281 | 792.467 | 2158.1642 | 2.1582 | 2.1582 | 0 | 0.61662 | 0 | 1.56 | 790.907 | 790.907 | 0 | 0
2001-08-29 | 21:00 | 64.4 | 680963.6544 | 680.9637 | 9128.7201 | 9.1287 | 9.1287 | 0 | 2.6082 | 0 | 6.5988 | 674.3649 | 674.3649 | 0 | 0
2001-08-29 | 22:00 | 62.6 | 408881.7213 | 408.8817 | 13624.4703 | 13.6245 | 13.6245 | 0 | 3.8927 | 0 | 9.8485 | 399.0332 | 399.0332 | 0 | 0
2001-08-29 | 23:00 | 62.6 | 0 | 0 | 0 | 0 | 0 | 0 | 0 | 0 | 0 | 0 | 0 | 0 | 0
2001-08-29 | 24:00 | 62.6 | 0 | 0 | 0 | 0 | 0 | 0 | 0 | 0 | 0 | 0 | 0 | 0 | 0
2001-08-30 | 1:00 | 60.8 | 0 | 0 | 0 | 0 | 0 | 0 | 0 | 0 | 0 | 0 | 0 | 0 | 0
2001-08-30 | 2:00 | 60.8 | 0 | 0 | 0 | 0 | 0 | 0 | 0 | 0 | 0 | 0 | 0 | 0 | 0
2001-08-30 | 3:00 | 62.6 | 0 | 0 | 0 | 0 | 0 | 0 | 0 | 0 | 0 | 0 | 0 | 0 | 0
2001-08-30 | 4:00 | 64.4 | 0 | 0 | 0 | 0 | 0 | 0 | 0 | 0 | 0 | 0 | 0 | 0 | 0
2001-08-30 | 5:00 | 64.4 | 0 | 0 | 0 | 0 | 0 | 0 | 0 | 0 | 0 | 0 | 0 | 0 | 0
2001-08-30 | 6:00 | 64.4 | 0 | 0 | 0 | 0 | 0 | 0 | 0 | 0 | 0 | 0 | 0 | 0 | 0
2001-08-30 | 7:00 | 64.4 | 465395.8108 | 465.3958 | 72558.4436 | 72.5584 | 72.5584 | 0 | 20.731 | 0 | 52.4494 | 412.9464 | 412.9464 | 0 | 0
2001-08-30 | 8:00 | 66.2 | 543587.7864 | 543.5878 | 14714.8746 | 14.7149 | 14.7149 | 0 | 4.2042 | 0 | 10.6368 | 532.951 | 532.951 | 0 | 0
2001-08-30 | 9:00 | 66.2 | 794789.8896 | 794.7899 | 641.0604 | 0.64106 | 0.64106 | 0 | 0.18316 | 0 | 0.4634 | 794.3265 | 794.3265 | 0 | 0
2001-08-30 | 10:00 | 73.4 | 919763.2028 | 919.7632 | 475.3083 | 0.47531 | 0.47531 | 0 | 0.1358 | 0 | 0.34358 | 919.4196 | 919.4196 | 0 | 0
2001-08-30 | 11:00 | 77 | 1104744.5974 | 1104.7446 | 326.4769 | 0.32648 | 0.32648 | 0 | 0.093279 | 0 | 0.236 | 1104.5086 | 1104.5086 | 0 | 0
2001-08-30 | 12:00 | 80.6 | 1238074.2621 | 1238.0743 | 455.4987 | 0.4555 | 0.4555 | 0 | 0.13014 | 0 | 0.32926 | 1237.745 | 1237.745 | 0 | 0
2001-08-30 | 13:00 | 84.2 | 1247508.4821 | 1247.5085 | 754.4484 | 0.75445 | 0.75445 | 0 | 0.21556 | 0 | 0.54536 | 1246.9631 | 1246.9631 | 0 | 0
2001-08-30 | 14:00 | 86 | 1278736.6606 | 1278.7367 | 345.993 | 0.34599 | 0.34599 | 0 | 0.098855 | 0 | 0.2501 | 1278.4866 | 1278.4866 | 0 | 0
2001-08-30 | 15:00 | 87.8 | 1559225.4864 | 1559.2255 | 102.9312 | 0.10293 | 0.10293 | 0 | 0.029409 | 0 | 0.074405 | 1559.1511 | 1559.1511 | 0 | 0
2001-08-30 | 16:00 | 82.4 | 1706781.6717 | 1706.7817 | 94.5556 | 0.094556 | 0.094556 | 0 | 0.027016 | 0 | 0.06835 | 1706.7133 | 1706.7133 | 0 | 0
2001-08-30 | 17:00 | 80.6 | 1600664.2061 | 1600.6642 | 84.0066 | 0.084007 | 0.084007 | 0 | 0.024002 | 0 | 0.060725 | 1600.6035 | 1600.6035 | 0 | 0
2001-08-30 | 18:00 | 75.2 | 1165047.3467 | 1165.0473 | 267.0408 | 0.26704 | 0.26704 | 0 | 0.076297 | 0 | 0.19303 | 1164.8543 | 1164.8543 | 0 | 0
2001-08-30 | 19:00 | 71.6 | 954360.9834 | 954.361 | 429.6196 | 0.42962 | 0.42962 | 0 | 0.12275 | 0 | 0.31055 | 954.0504 | 954.0504 | 0 | 0
2001-08-30 | 20:00 | 68 | 762148.7688 | 762.1488 | 1583.428 | 1.5834 | 1.5834 | 0 | 0.45241 | 0 | 1.1446 | 761.0042 | 761.0042 | 0 | 0
2001-08-30 | 21:00 | 64.4 | 574790.6001 | 574.7906 | 8053.2275 | 8.0532 | 8.0532 | 0 | 2.3009 | 0 | 5.8213 | 568.9693 | 568.9693 | 0 | 0
2001-08-30 | 22:00 | 66.2 | 429482.4965 | 429.4825 | 12042.8415 | 12.0428 | 12.0428 | 0 | 3.4408 | 0 | 8.7053 | 420.7772 | 420.7772 | 0 | 0
2001-08-30 | 23:00 | 64.4 | 0 | 0 | 0 | 0 | 0 | 0 | 0 | 0 | 0 | 0 | 0 | 0 | 0
2001-08-30 | 24:00 | 62.6 | 0 | 0 | 0 | 0 | 0 | 0 | 0 | 0 | 0 | 0 | 0 | 0 | 0
2001-08-31 | 1:00 | 60.8 | 0 | 0 | 0 | 0 | 0 | 0 | 0 | 0 | 0 | 0 | 0 | 0 | 0
2001-08-31 | 2:00 | 60.8 | 0 | 0 | 0 | 0 | 0 | 0 | 0 | 0 | 0 | 0 | 0 | 0 | 0
2001-08-31 | 3:00 | 57.2 | 0 | 0 | 0 | 0 | 0 | 0 | 0 | 0 | 0 | 0 | 0 | 0 | 0
2001-08-31 | 4:00 | 57.2 | 0 | 0 | 0 | 0 | 0 | 0 | 0 | 0 | 0 | 0 | 0 | 0 | 0
2001-08-31 | 5:00 | 57.2 | 0 | 0 | 0 | 0 | 0 | 0 | 0 | 0 | 0 | 0 | 0 | 0 | 0
2001-08-31 | 6:00 | 57.2 | 0 | 0 | 0 | 0 | 0 | 0 | 0 | 0 | 0 | 0 | 0 | 0 | 0
2001-08-31 | 7:00 | 62.6 | 160631.6263 | 160.6316 | 68735.4716 | 68.7355 | 68.7355 | 0 | 19.6387 | 0 | 49.6859 | 110.9457 | 110.9457 | 0 | 0
2001-08-31 | 8:00 | 68 | 420072.223 | 420.0722 | 16680.4477 | 16.6804 | 16.6804 | 0 | 4.7658 | 0 | 12.0576 | 408.0146 | 408.0146 | 0 | 0
2001-08-31 | 9:00 | 73.4 | 1032045.0961 | 1032.0451 | 768.8866 | 0.76889 | 0.76889 | 0 | 0.21968 | 0 | 0.5558 | 1031.4893 | 1031.4893 | 0 | 0
2001-08-31 | 10:00 | 78.8 | 1256850.7886 | 1256.8508 | 521.0021 | 0.521 | 0.521 | 0 | 0.14886 | 0 | 0.37661 | 1256.4742 | 1256.4742 | 0 | 0
2001-08-31 | 11:00 | 82.4 | 1436992.9363 | 1436.9929 | 352.5462 | 0.35255 | 0.35255 | 0 | 0.10073 | 0 | 0.25484 | 1436.7381 | 1436.7381 | 0 | 0
2001-08-31 | 12:00 | 87.8 | 1662434.1393 | 1662.4341 | 449.8945 | 0.44989 | 0.44989 | 0 | 0.12854 | 0 | 0.32521 | 1662.1089 | 1662.1089 | 0 | 0
2001-08-31 | 13:00 | 87.8 | 1602394.6971 | 1602.3947 | 723.9061 | 0.72391 | 0.72391 | 0 | 0.20683 | 0 | 0.52328 | 1601.8714 | 1601.8714 | 0 | 0
2001-08-31 | 14:00 | 89.6 | 1751821.4171 | 1751.8214 | 304.2471 | 0.30425 | 0.30425 | 0 | 0.086928 | 0 | 0.21993 | 1751.6015 | 1751.6015 | 0 | 0
2001-08-31 | 15:00 | 87.8 | 1948894.7011 | 1948.8947 | 84.4577 | 0.084458 | 0.084458 | 0 | 0.024131 | 0 | 0.061051 | 1948.8337 | 1948.8337 | 0 | 0
2001-08-31 | 16:00 | 86 | 1948894.7011 | 1948.8947 | 51.7016 | 0.051702 | 0.051702 | 0 | 0.014772 | 0 | 0.037373 | 1948.8573 | 1948.8573 | 0 | 0
2001-08-31 | 17:00 | 82.4 | 1948894.7011 | 1948.8947 | 72.3158 | 0.072316 | 0.072316 | 0 | 0.020662 | 0 | 0.052274 | 1948.8424 | 1948.8424 | 0 | 0
2001-08-31 | 18:00 | 78.8 | 1624856.1266 | 1624.8561 | 250.2358 | 0.25024 | 0.25024 | 0 | 0.071496 | 0 | 0.18088 | 1624.6752 | 1624.6752 | 0 | 0
2001-08-31 | 19:00 | 73.4 | 1411972.3578 | 1411.9724 | 322.5199 | 0.32252 | 0.32252 | 0 | 0.092149 | 0 | 0.23314 | 1411.7392 | 1411.7392 | 0 | 0
2001-08-31 | 20:00 | 69.8 | 1179104.5423 | 1179.1045 | 925.1639 | 0.92516 | 0.92516 | 0 | 0.26433 | 0 | 0.66876 | 1178.4358 | 1178.4358 | 0 | 0
2001-08-31 | 21:00 | 68 | 955760.3195 | 955.7603 | 6924.9934 | 6.925 | 6.925 | 0 | 1.9786 | 0 | 5.0058 | 950.7545 | 950.7545 | 0 | 0
2001-08-31 | 22:00 | 66.92 | 792615.2425 | 792.6152 | 10736.0603 | 10.7361 | 10.7361 | 0 | 3.0674 | 0 | 7.7606 | 784.8546 | 784.8546 | 0 | 0
2001-08-31 | 23:00 | 66.02 | 0 | 0 | 0 | 0 | 0 | 0 | 0 | 0 | 0 | 0 | 0 | 0 | 0
2001-08-31 | 24:00 | 64.94 | 0 | 0 | 0 | 0 | 0 | 0 | 0 | 0 | 0 | 0 | 0 | 0 | 0
1997-09-01 | 1:00 | 63.86 | 0 | 0 | 0 | 0 | 0 | 0 | 0 | 0 | 0 | 0 | 0 | 0 | 0
1997-09-01 | 2:00 | 62.78 | 0 | 0 | 0 | 0 | 0 | 0 | 0 | 0 | 0 | 0 | 0 | 0 | 0
1997-09-01 | 3:00 | 61.88 | 0 | 0 | 0 | 0 | 0 | 0 | 0 | 0 | 0 | 0 | 0 | 0 | 0
1997-09-01 | 4:00 | 60.8 | 0 | 0 | 0 | 0 | 0 | 0 | 0 | 0 | 0 | 0 | 0 | 0 | 0
1997-09-01 | 5:00 | 57.2 | 0 | 0 | 0 | 0 | 0 | 0 | 0 | 0 | 0 | 0 | 0 | 0 | 0
1997-09-01 | 6:00 | 60.8 | 0 | 0 | 0 | 0 | 0 | 0 | 0 | 0 | 0 | 0 | 0 | 0 | 0
1997-09-01 | 7:00 | 62.6 | 236736.1745 | 236.7362 | 61062.6774 | 61.0627 | 61.0627 | 0 | 17.4465 | 0 | 44.1396 | 192.5966 | 192.5966 | 0 | 0
1997-09-01 | 8:00 | 64.4 | 323582.1247 | 323.5821 | 15664.7363 | 15.6647 | 15.6647 | 0 | 4.4756 | 0 | 11.3234 | 312.2588 | 312.2588 | 0 | 0
1997-09-01 | 9:00 | 66.2 | 509369.5981 | 509.3696 | 647.1148 | 0.64711 | 0.64711 | 0 | 0.18489 | 0 | 0.46777 | 508.9018 | 508.9018 | 0 | 0
1997-09-01 | 10:00 | 69.8 | 559853.8042 | 559.8538 | 399.1917 | 0.39919 | 0.39919 | 0 | 0.11405 | 0 | 0.28856 | 559.5652 | 559.5652 | 0 | 0
1997-09-01 | 11:00 | 73.4 | 696088.0558 | 696.0881 | 272.6922 | 0.27269 | 0.27269 | 0 | 0.077912 | 0 | 0.19712 | 695.8909 | 695.8909 | 0 | 0
1997-09-01 | 12:00 | 75.2 | 778899.5252 | 778.8995 | 412.3012 | 0.4123 | 0.4123 | 0 | 0.1178 | 0 | 0.29803 | 778.6015 | 778.6015 | 0 | 0
1997-09-01 | 13:00 | 75.2 | 741556.1144 | 741.5561 | 717.905 | 0.71791 | 0.71791 | 0 | 0.20512 | 0 | 0.51894 | 741.0372 | 741.0372 | 0 | 0
1997-09-01 | 14:00 | 77 | 824180.8466 | 824.1808 | 347.9585 | 0.34796 | 0.34796 | 0 | 0.099417 | 0 | 0.25152 | 823.9293 | 823.9293 | 0 | 0
1997-09-01 | 15:00 | 77 | 884661.8399 | 884.6618 | 83.5977 | 0.083598 | 0.083598 | 0 | 0.023885 | 0 | 0.060429 | 884.6014 | 884.6014 | 0 | 0
1997-09-01 | 16:00 | 75.2 | 831532.622 | 831.5326 | 76.6863 | 0.076686 | 0.076686 | 0 | 0.02191 | 0 | 0.055433 | 831.4772 | 831.4772 | 0 | 0
1997-09-01 | 17:00 | 73.4 | 755669.5676 | 755.6696 | 67.2504 | 0.06725 | 0.06725 | 0 | 0.019214 | 0 | 0.048612 | 755.621 | 755.621 | 0 | 0
1997-09-01 | 18:00 | 69.8 | 557584.4383 | 557.5844 | 322.6135 | 0.32261 | 0.32261 | 0 | 0.092175 | 0 | 0.2332 | 557.3512 | 557.3512 | 0 | 0
1997-09-01 | 19:00 | 68 | 556872.9354 | 556.8729 | 656.6849 | 0.65668 | 0.65668 | 0 | 0.18762 | 0 | 0.47469 | 556.3982 | 556.3982 | 0 | 0
1997-09-01 | 20:00 | 66.2 | 546097.3902 | 546.0974 | 2024.8049 | 2.0248 | 2.0248 | 0 | 0.57852 | 0 | 1.4636 | 544.6337 | 544.6337 | 0 | 0
1997-09-01 | 21:00 | 64.4 | 500789.3348 | 500.7893 | 7607.781 | 7.6078 | 7.6078 | 0 | 2.1737 | 0 | 5.4993 | 495.29 | 495.29 | 0 | 0
1997-09-01 | 22:00 | 62.6 | 369074.636 | 369.0746 | 13672.9413 | 13.6729 | 13.6729 | 0 | 3.9066 | 0 | 9.8836 | 359.1911 | 359.1911 | 0 | 0
1997-09-01 | 23:00 | 62.6 | 0 | 0 | 0 | 0 | 0 | 0 | 0 | 0 | 0 | 0 | 0 | 0 | 0
1997-09-01 | 24:00 | 59 | 0 | 0 | 0 | 0 | 0 | 0 | 0 | 0 | 0 | 0 | 0 | 0 | 0
1997-09-02 | 1:00 | 60.8 | 0 | 0 | 0 | 0 | 0 | 0 | 0 | 0 | 0 | 0 | 0 | 0 | 0
1997-09-02 | 2:00 | 57.2 | 0 | 0 | 0 | 0 | 0 | 0 | 0 | 0 | 0 | 0 | 0 | 0 | 0
1997-09-02 | 3:00 | 57.2 | 0 | 0 | 0 | 0 | 0 | 0 | 0 | 0 | 0 | 0 | 0 | 0 | 0
1997-09-02 | 4:00 | 57.2 | 0 | 0 | 0 | 0 | 0 | 0 | 0 | 0 | 0 | 0 | 0 | 0 | 0
1997-09-02 | 5:00 | 55.4 | 0 | 0 | 0 | 0 | 0 | 0 | 0 | 0 | 0 | 0 | 0 | 0 | 0
1997-09-02 | 6:00 | 59 | 0 | 0 | 0 | 0 | 0 | 0 | 0 | 0 | 0 | 0 | 0 | 0 | 0
1997-09-02 | 7:00 | 62.6 | 203080.1433 | 203.0801 | 92800.5466 | 92.8005 | 92.8005 | 0 | 26.5144 | 0 | 67.0815 | 135.9986 | 135.9986 | 0 | 0
1997-09-02 | 8:00 | 66.2 | 312483.7275 | 312.4837 | 53149.3299 | 53.1493 | 53.1493 | 0 | 15.1855 | 0 | 38.4194 | 274.0644 | 274.0644 | 0 | 0
1997-09-02 | 9:00 | 69.8 | 436569.7139 | 436.5697 | 21891.3469 | 21.8913 | 21.8913 | 0 | 6.2547 | 0 | 15.8243 | 420.7454 | 420.7454 | 0 | 0
1997-09-02 | 10:00 | 71.6 | 459808.7227 | 459.8087 | 4489.0791 | 4.4891 | 4.4891 | 0 | 1.2826 | 0 | 3.245 | 456.5638 | 456.5638 | 0 | 0
1997-09-02 | 11:00 | 73.4 | 515861.4068 | 515.8614 | 3878.2816 | 3.8783 | 3.8783 | 0 | 1.1081 | 0 | 2.8034 | 513.058 | 513.058 | 0 | 0
1997-09-02 | 12:00 | 75.2 | 563501.7145 | 563.5017 | 2722.3389 | 2.7223 | 2.7223 | 0 | 0.77781 | 0 | 1.9679 | 561.5339 | 561.5339 | 0 | 0
1997-09-02 | 13:00 | 77 | 605369.5566 | 605.3696 | 4854.3395 | 4.8543 | 4.8543 | 0 | 1.387 | 0 | 3.509 | 601.8606 | 601.8606 | 0 | 0
1997-09-02 | 14:00 | 78.8 | 667116.9387 | 667.1169 | 3151.8273 | 3.1518 | 3.1518 | 0 | 0.90052 | 0 | 2.2783 | 664.8386 | 664.8386 | 0 | 0
1997-09-02 | 15:00 | 80.6 | 751295.0024 | 751.295 | 2694.7945 | 2.6948 | 2.6948 | 0 | 0.76994 | 0 | 1.948 | 749.3471 | 749.3471 | 0 | 0
1997-09-02 | 16:00 | 78.8 | 749118.5046 | 749.1185 | 2681.252 | 2.6813 | 2.6813 | 0 | 0.76607 | 0 | 1.9382 | 747.1803 | 747.1803 | 0 | 0
1997-09-02 | 17:00 | 75.2 | 605920.5741 | 605.9206 | 2608.978 | 2.609 | 2.609 | 0 | 0.74542 | 0 | 1.8859 | 604.0347 | 604.0347 | 0 | 0
1997-09-02 | 18:00 | 71.6 | 407889.5919 | 407.8896 | 27180.2294 | 27.1802 | 27.1802 | 0 | 7.7658 | 0 | 19.6474 | 388.2422 | 388.2422 | 0 | 0
1997-09-02 | 19:00 | 69.8 | 311627.0167 | 311.627 | 2444.3353 | 2.4443 | 2.4443 | 0 | 0.69838 | 0 | 1.7669 | 309.8601 | 309.8601 | 0 | 0
1997-09-02 | 20:00 | 66.2 | 257067.9585 | 257.068 | 18652.6968 | 18.6527 | 18.6527 | 0 | 5.3293 | 0 | 13.4832 | 243.5847 | 243.5847 | 0 | 0
1997-09-02 | 21:00 | 64.4 | 223336.5534 | 223.3366 | 26052.0683 | 26.0521 | 26.0521 | 0 | 7.4434 | 0 | 18.8319 | 204.5046 | 204.5046 | 0 | 0
1997-09-02 | 22:00 | 62.6 | 207709.6788 | 207.7097 | 31018.0228 | 31.018 | 31.018 | 0 | 8.8623 | 0 | 22.4216 | 185.2881 | 185.2881 | 0 | 0
1997-09-02 | 23:00 | 60.8 | 0 | 0 | 0 | 0 | 0 | 0 | 0 | 0 | 0 | 0 | 0 | 0 | 0
1997-09-02 | 24:00 | 60.8 | 0 | 0 | 0 | 0 | 0 | 0 | 0 | 0 | 0 | 0 | 0 | 0 | 0
1997-09-03 | 1:00 | 60.8 | 0 | 0 | 0 | 0 | 0 | 0 | 0 | 0 | 0 | 0 | 0 | 0 | 0
1997-09-03 | 2:00 | 57.2 | 0 | 0 | 0 | 0 | 0 | 0 | 0 | 0 | 0 | 0 | 0 | 0 | 0
1997-09-03 | 3:00 | 57.2 | 0 | 0 | 0 | 0 | 0 | 0 | 0 | 0 | 0 | 0 | 0 | 0 | 0
1997-09-03 | 4:00 | 55.4 | 0 | 0 | 0 | 0 | 0 | 0 | 0 | 0 | 0 | 0 | 0 | 0 | 0
1997-09-03 | 5:00 | 55.4 | 0 | 0 | 0 | 0 | 0 | 0 | 0 | 0 | 0 | 0 | 0 | 0 | 0
1997-09-03 | 6:00 | 53.6 | 0 | 0 | 0 | 0 | 0 | 0 | 0 | 0 | 0 | 0 | 0 | 0 | 0
1997-09-03 | 7:00 | 60.8 | 68288.6079 | 68.2886 | 35793.5592 | 35.7936 | 35.7936 | 0 | 10.2267 | 0 | 25.8736 | 42.415 | 42.415 | 0 | 0
1997-09-03 | 8:00 | 64.4 | 175787.8574 | 175.7879 | 30744.6992 | 30.7447 | 30.7447 | 0 | 8.7842 | 0 | 22.224 | 153.5638 | 153.5638 | 0 | 0
1997-09-03 | 9:00 | 69.8 | 266375.2119 | 266.3752 | 26131.0765 | 26.1311 | 26.1311 | 0 | 7.466 | 0 | 18.889 | 247.4862 | 247.4862 | 0 | 0
1997-09-03 | 10:00 | 71.6 | 321392.6027 | 321.3926 | 24322.9391 | 24.3229 | 24.3229 | 0 | 6.9494 | 0 | 17.582 | 303.8106 | 303.8106 | 0 | 0
1997-09-03 | 11:00 | 75.2 | 377177.9299 | 377.1779 | 6739.0735 | 6.7391 | 6.7391 | 0 | 1.9254 | 0 | 4.8714 | 372.3065 | 372.3065 | 0 | 0
1997-09-03 | 12:00 | 78.8 | 448261.9016 | 448.2619 | 4977.9426 | 4.9779 | 4.9779 | 0 | 1.4223 | 0 | 3.5983 | 444.6636 | 444.6636 | 0 | 0
1997-09-03 | 13:00 | 82.4 | 519435.6587 | 519.4357 | 18829.4695 | 18.8295 | 18.8295 | 0 | 5.3798 | 0 | 13.611 | 505.8246 | 505.8246 | 0 | 0
1997-09-03 | 14:00 | 84.2 | 630850.8214 | 630.8508 | 19761.7257 | 19.7617 | 19.7617 | 0 | 5.6462 | 0 | 14.2849 | 616.5659 | 616.5659 | 0 | 0
1997-09-03 | 15:00 | 84.2 | 629752.9393 | 629.7529 | 23109.0139 | 23.109 | 23.109 | 0 | 6.6026 | 0 | 16.7045 | 613.0484 | 613.0484 | 0 | 0
1997-09-03 | 16:00 | 80.6 | 557706.8526 | 557.7069 | 18107.6746 | 18.1077 | 18.1077 | 0 | 5.1736 | 0 | 13.0893 | 544.6176 | 544.6176 | 0 | 0
1997-09-03 | 17:00 | 78.8 | 494263.49 | 494.2635 | 12699.3506 | 12.6994 | 12.6994 | 0 | 3.6284 | 0 | 9.1798 | 485.0837 | 485.0837 | 0 | 0
1997-09-03 | 18:00 | 75.2 | 431853.0991 | 431.8531 | 22646.3919 | 22.6464 | 22.6464 | 0 | 6.4704 | 0 | 16.3701 | 415.483 | 415.483 | 0 | 0
1997-09-03 | 19:00 | 69.8 | 357121.8839 | 357.1219 | 31447.13 | 31.4471 | 31.4471 | 0 | 8.9849 | 0 | 22.7318 | 334.3901 | 334.3901 | 0 | 0
1997-09-03 | 20:00 | 68 | 311985.0393 | 311.985 | 35855.2856 | 35.8553 | 35.8553 | 0 | 10.2444 | 0 | 25.9182 | 286.0668 | 286.0668 | 0 | 0
1997-09-03 | 21:00 | 66.2 | 276808.9919 | 276.809 | 40462.109 | 40.4621 | 40.4621 | 0 | 11.5606 | 0 | 29.2483 | 247.5607 | 247.5607 | 0 | 0
1997-09-03 | 22:00 | 62.6 | 194542.251 | 194.5423 | 44847.2603 | 44.8473 | 44.8473 | 0 | 12.8135 | 0 | 32.4182 | 162.1241 | 162.1241 | 0 | 0
1997-09-03 | 23:00 | 62.6 | 0 | 0 | 0 | 0 | 0 | 0 | 0 | 0 | 0 | 0 | 0 | 0 | 0
1997-09-03 | 24:00 | 60.8 | 0 | 0 | 0 | 0 | 0 | 0 | 0 | 0 | 0 | 0 | 0 | 0 | 0
1997-09-04 | 1:00 | 59 | 0 | 0 | 0 | 0 | 0 | 0 | 0 | 0 | 0 | 0 | 0 | 0 | 0
1997-09-04 | 2:00 | 55.4 | 0 | 0 | 0 | 0 | 0 | 0 | 0 | 0 | 0 | 0 | 0 | 0 | 0
1997-09-04 | 3:00 | 57.2 | 0 | 0 | 0 | 0 | 0 | 0 | 0 | 0 | 0 | 0 | 0 | 0 | 0
1997-09-04 | 4:00 | 55.4 | 0 | 0 | 0 | 0 | 0 | 0 | 0 | 0 | 0 | 0 | 0 | 0 | 0
1997-09-04 | 5:00 | 55.4 | 0 | 0 | 0 | 0 | 0 | 0 | 0 | 0 | 0 | 0 | 0 | 0 | 0
1997-09-04 | 6:00 | 56.66 | 0 | 0 | 0 | 0 | 0 | 0 | 0 | 0 | 0 | 0 | 0 | 0 | 0
1997-09-04 | 7:00 | 65.12 | 160464.5069 | 160.4645 | 138386.9178 | 138.3869 | 138.3869 | 0 | 37.4019 | 0 | 94.6267 | 65.8378 | 65.8378 | 0 | 0
1997-09-04 | 8:00 | 69.98 | 347213.8154 | 347.2138 | 33301.5874 | 33.3016 | 33.3016 | 0 | 9.5147 | 0 | 24.0723 | 323.1415 | 323.1415 | 0 | 0
1997-09-04 | 9:00 | 74.84 | 800716.2954 | 800.7163 | 2446.975 | 2.447 | 2.447 | 0 | 0.69914 | 0 | 1.7688 | 798.9475 | 798.9475 | 0 | 0
1997-09-04 | 10:00 | 81.5 | 1090544.7331 | 1090.5447 | 1707.1599 | 1.7072 | 1.7072 | 0 | 0.48776 | 0 | 1.234 | 1089.3107 | 1089.3107 | 0 | 0
1997-09-04 | 11:00 | 86.36 | 1290549.1359 | 1290.5491 | 1436.7001 | 1.4367 | 1.4367 | 0 | 0.41049 | 0 | 1.0385 | 1289.5106 | 1289.5106 | 0 | 0
1997-09-04 | 12:00 | 91.04 | 1302759.579 | 1302.7596 | 1420.0521 | 1.4201 | 1.4201 | 0 | 0.40573 | 0 | 1.0265 | 1301.7331 | 1301.7331 | 0 | 0
1997-09-04 | 13:00 | 94.1 | 1344682.6995 | 1344.6827 | 1497.4929 | 1.4975 | 1.4975 | 0 | 0.42786 | 0 | 1.0825 | 1343.6002 | 1343.6002 | 0 | 0
1997-09-04 | 14:00 | 98.96 | 1822315.1579 | 1822.3152 | 984.3143 | 0.98431 | 0.98431 | 0 | 0.28123 | 0 | 0.71152 | 1821.6036 | 1821.6036 | 0 | 0
1997-09-04 | 15:00 | 100.22 | 1948894.7011 | 1948.8947 | 330.802 | 0.3308 | 0.3308 | 0 | 0.094515 | 0 | 0.23912 | 1948.6556 | 1948.6556 | 0 | 0
1997-09-04 | 16:00 | 97.88 | 1948894.7011 | 1948.8947 | 167.6258 | 0.16763 | 0.16763 | 0 | 0.047893 | 0 | 0.12117 | 1948.7735 | 1948.7735 | 0 | 0
1997-09-04 | 17:00 | 95.54 | 1948894.7011 | 1948.8947 | 113.3602 | 0.11336 | 0.11336 | 0 | 0.032389 | 0 | 0.081943 | 1948.8128 | 1948.8128 | 0 | 0
1997-09-04 | 18:00 | 91.4 | 1892896.0213 | 1892.896 | 458.9845 | 0.45898 | 0.45898 | 0 | 0.13114 | 0 | 0.33178 | 1892.5642 | 1892.5642 | 0 | 0
1997-09-04 | 19:00 | 86.54 | 1641082.1941 | 1641.0822 | 536.2081 | 0.53621 | 0.53621 | 0 | 0.1532 | 0 | 0.3876 | 1640.6946 | 1640.6946 | 0 | 0
1997-09-04 | 20:00 | 83.3 | 1466273.717 | 1466.2737 | 562.6379 | 0.56264 | 0.56264 | 0 | 0.16075 | 0 | 0.40671 | 1465.867 | 1465.867 | 0 | 0
1997-09-04 | 21:00 | 78.44 | 1160281.7982 | 1160.2818 | 5655.4366 | 5.6554 | 5.6554 | 0 | 1.6158 | 0 | 4.0881 | 1156.1937 | 1156.1937 | 0 | 0
1997-09-04 | 22:00 | 75.2 | 765024.0658 | 765.0241 | 9968.6512 | 9.9687 | 9.9687 | 0 | 2.8482 | 0 | 7.2059 | 757.8182 | 757.8182 | 0 | 0
1997-09-04 | 23:00 | 72.14 | 0 | 0 | 0 | 0 | 0 | 0 | 0 | 0 | 0 | 0 | 0 | 0 | 0
1997-09-04 | 24:00 | 68.9 | 0 | 0 | 0 | 0 | 0 | 0 | 0 | 0 | 0 | 0 | 0 | 0 | 0
1997-09-05 | 1:00 | 64.04 | 0 | 0 | 0 | 0 | 0 | 0 | 0 | 0 | 0 | 0 | 0 | 0 | 0
1997-09-05 | 2:00 | 64.4 | 0 | 0 | 0 | 0 | 0 | 0 | 0 | 0 | 0 | 0 | 0 | 0 | 0
1997-09-05 | 3:00 | 61.34 | 0 | 0 | 0 | 0 | 0 | 0 | 0 | 0 | 0 | 0 | 0 | 0 | 0
1997-09-05 | 4:00 | 58.1 | 0 | 0 | 0 | 0 | 0 | 0 | 0 | 0 | 0 | 0 | 0 | 0 | 0
1997-09-05 | 5:00 | 56.66 | 0 | 0 | 0 | 0 | 0 | 0 | 0 | 0 | 0 | 0 | 0 | 0 | 0
1997-09-05 | 6:00 | 55.4 | 0 | 0 | 0 | 0 | 0 | 0 | 0 | 0 | 0 | 0 | 0 | 0 | 0
1997-09-05 | 7:00 | 62.6 | 122809.2259 | 122.8092 | 79144.1645 | 79.1442 | 79.1442 | 0 | 22.6126 | 0 | 57.2099 | 65.5993 | 65.5993 | 0 | 0
1997-09-05 | 8:00 | 69.8 | 312930.4766 | 312.9305 | 17629.0732 | 17.6291 | 17.6291 | 0 | 5.0369 | 0 | 12.7433 | 300.1872 | 300.1872 | 0 | 0
1997-09-05 | 9:00 | 73.4 | 660927.9822 | 660.928 | 651.3711 | 0.65137 | 0.65137 | 0 | 0.18611 | 0 | 0.47085 | 660.4571 | 660.4571 | 0 | 0
1997-09-05 | 10:00 | 78.8 | 838963.0508 | 838.9631 | 426.361 | 0.42636 | 0.42636 | 0 | 0.12182 | 0 | 0.3082 | 838.6549 | 838.6549 | 0 | 0
1997-09-05 | 11:00 | 82.4 | 1007430.1373 | 1007.4301 | 294.7169 | 0.29472 | 0.29472 | 0 | 0.084205 | 0 | 0.21304 | 1007.2171 | 1007.2171 | 0 | 0
1997-09-05 | 12:00 | 86 | 1107235.1051 | 1107.2351 | 433.2327 | 0.43323 | 0.43323 | 0 | 0.12378 | 0 | 0.31317 | 1106.9219 | 1106.9219 | 0 | 0
1997-09-05 | 13:00 | 87.8 | 1146237.0047 | 1146.237 | 707.1939 | 0.70719 | 0.70719 | 0 | 0.20206 | 0 | 0.5112 | 1145.7258 | 1145.7258 | 0 | 0
1997-09-05 | 14:00 | 89.6 | 1263769.821 | 1263.7698 | 268.7878 | 0.26879 | 0.26879 | 0 | 0.076797 | 0 | 0.1943 | 1263.5755 | 1263.5755 | 0 | 0
1997-09-05 | 15:00 | 87.8 | 1303046.1696 | 1303.0462 | 131.4326 | 0.13143 | 0.13143 | 0 | 0.037552 | 0 | 0.095007 | 1302.9512 | 1302.9512 | 0 | 0
1997-09-05 | 16:00 | 87.8 | 1318471.8913 | 1318.4719 | 119.0717 | 0.11907 | 0.11907 | 0 | 0.03402 | 0 | 0.086072 | 1318.3858 | 1318.3858 | 0 | 0
1997-09-05 | 17:00 | 84.2 | 1244660.4702 | 1244.6605 | 105.3158 | 0.10532 | 0.10532 | 0 | 0.03009 | 0 | 0.076128 | 1244.5843 | 1244.5843 | 0 | 0
1997-09-05 | 18:00 | 80.6 | 914965.1903 | 914.9652 | 291.1674 | 0.29117 | 0.29117 | 0 | 0.083191 | 0 | 0.21047 | 914.7547 | 914.7547 | 0 | 0
1997-09-05 | 19:00 | 75.2 | 786535.4442 | 786.5354 | 367.1329 | 0.36713 | 0.36713 | 0 | 0.1049 | 0 | 0.26538 | 786.2701 | 786.2701 | 0 | 0
1997-09-05 | 20:00 | 73.4 | 670908.4516 | 670.9085 | 846.1231 | 0.84612 | 0.84612 | 0 | 0.24175 | 0 | 0.61163 | 670.2968 | 670.2968 | 0 | 0
1997-09-05 | 21:00 | 71.6 | 548482.1155 | 548.4821 | 7244.5129 | 7.2445 | 7.2445 | 0 | 2.0699 | 0 | 5.2367 | 543.2454 | 543.2454 | 0 | 0
1997-09-05 | 22:00 | 64.4 | 317382.0043 | 317.382 | 10845.2191 | 10.8452 | 10.8452 | 0 | 3.0986 | 0 | 7.8395 | 309.5425 | 309.5425 | 0 | 0
1997-09-05 | 23:00 | 64.4 | 0 | 0 | 0 | 0 | 0 | 0 | 0 | 0 | 0 | 0 | 0 | 0 | 0
1997-09-05 | 24:00 | 62.6 | 0 | 0 | 0 | 0 | 0 | 0 | 0 | 0 | 0 | 0 | 0 | 0 | 0
1997-09-06 | 1:00 | 59 | 0 | 0 | 0 | 0 | 0 | 0 | 0 | 0 | 0 | 0 | 0 | 0 | 0
1997-09-06 | 2:00 | 60.8 | 0 | 0 | 0 | 0 | 0 | 0 | 0 | 0 | 0 | 0 | 0 | 0 | 0
1997-09-06 | 3:00 | 59 | 0 | 0 | 0 | 0 | 0 | 0 | 0 | 0 | 0 | 0 | 0 | 0 | 0
1997-09-06 | 4:00 | 59 | 0 | 0 | 0 | 0 | 0 | 0 | 0 | 0 | 0 | 0 | 0 | 0 | 0
1997-09-06 | 5:00 | 55.4 | 0 | 0 | 0 | 0 | 0 | 0 | 0 | 0 | 0 | 0 | 0 | 0 | 0
1997-09-06 | 6:00 | 55.4 | 0 | 0 | 0 | 0 | 0 | 0 | 0 | 0 | 0 | 0 | 0 | 0 | 0
1997-09-06 | 7:00 | 64.4 | 135546.9211 | 135.5469 | 73927.5744 | 73.9276 | 73.9276 | 0 | 21.1222 | 0 | 53.4391 | 82.1078 | 82.1078 | 0 | 0
1997-09-06 | 8:00 | 69.8 | 337411.3172 | 337.4113 | 17309.6751 | 17.3097 | 17.3097 | 0 | 4.9456 | 0 | 12.5124 | 324.8989 | 324.8989 | 0 | 0
1997-09-06 | 9:00 | 77 | 753612.7055 | 753.6127 | 735.4467 | 0.73545 | 0.73545 | 0 | 0.21013 | 0 | 0.53162 | 753.0811 | 753.0811 | 0 | 0
1997-09-06 | 10:00 | 82.4 | 981448.7953 | 981.4488 | 495.8511 | 0.49585 | 0.49585 | 0 | 0.14167 | 0 | 0.35843 | 981.0904 | 981.0904 | 0 | 0
1997-09-06 | 11:00 | 87.8 | 1146822.5222 | 1146.8225 | 323.6646 | 0.32366 | 0.32366 | 0 | 0.092476 | 0 | 0.23396 | 1146.5886 | 1146.5886 | 0 | 0
1997-09-06 | 12:00 | 91.4 | 1295415.8258 | 1295.4158 | 418.9905 | 0.41899 | 0.41899 | 0 | 0.11971 | 0 | 0.30287 | 1295.113 | 1295.113 | 0 | 0
1997-09-06 | 13:00 | 95 | 1324684.2962 | 1324.6843 | 684.1525 | 0.68415 | 0.68415 | 0 | 0.19547 | 0 | 0.49454 | 1324.1898 | 1324.1898 | 0 | 0
1997-09-06 | 14:00 | 96.8 | 1492630.9969 | 1492.631 | 254.2705 | 0.25427 | 0.25427 | 0 | 0.072649 | 0 | 0.1838 | 1492.4472 | 1492.4472 | 0 | 0
1997-09-06 | 15:00 | 96.8 | 1646811.0981 | 1646.8111 | 97.7321 | 0.097732 | 0.097732 | 0 | 0.027923 | 0 | 0.070646 | 1646.7405 | 1646.7405 | 0 | 0
1997-09-06 | 16:00 | 93.2 | 1631661.5528 | 1631.6616 | 89.9878 | 0.089988 | 0.089988 | 0 | 0.025711 | 0 | 0.065048 | 1631.5965 | 1631.5965 | 0 | 0
1997-09-06 | 17:00 | 87.8 | 1457559.992 | 1457.56 | 80.3447 | 0.080345 | 0.080345 | 0 | 0.022956 | 0 | 0.058078 | 1457.5019 | 1457.5019 | 0 | 0
1997-09-06 | 18:00 | 84.2 | 1071475.8893 | 1071.4759 | 259.3562 | 0.25936 | 0.25936 | 0 | 0.074102 | 0 | 0.18748 | 1071.2884 | 1071.2884 | 0 | 0
1997-09-06 | 19:00 | 78.8 | 899112.807 | 899.1128 | 332.0845 | 0.33208 | 0.33208 | 0 | 0.094881 | 0 | 0.24005 | 898.8728 | 898.8728 | 0 | 0
1997-09-06 | 20:00 | 75.2 | 731228.0065 | 731.228 | 470.9674 | 0.47097 | 0.47097 | 0 | 0.13456 | 0 | 0.34044 | 730.8876 | 730.8876 | 0 | 0
1997-09-06 | 21:00 | 71.6 | 557796.5091 | 557.7965 | 5656.8063 | 5.6568 | 5.6568 | 0 | 1.6162 | 0 | 4.0891 | 553.7074 | 553.7074 | 0 | 0
1997-09-06 | 22:00 | 66.2 | 336038.6746 | 336.0387 | 9718.3793 | 9.7184 | 9.7184 | 0 | 2.7767 | 0 | 7.025 | 329.0137 | 329.0137 | 0 | 0
1997-09-06 | 23:00 | 66.2 | 0 | 0 | 0 | 0 | 0 | 0 | 0 | 0 | 0 | 0 | 0 | 0 | 0
1997-09-06 | 24:00 | 64.4 | 0 | 0 | 0 | 0 | 0 | 0 | 0 | 0 | 0 | 0 | 0 | 0 | 0
1997-09-07 | 1:00 | 62.6 | 0 | 0 | 0 | 0 | 0 | 0 | 0 | 0 | 0 | 0 | 0 | 0 | 0
1997-09-07 | 2:00 | 60.8 | 0 | 0 | 0 | 0 | 0 | 0 | 0 | 0 | 0 | 0 | 0 | 0 | 0
1997-09-07 | 3:00 | 60.8 | 0 | 0 | 0 | 0 | 0 | 0 | 0 | 0 | 0 | 0 | 0 | 0 | 0
1997-09-07 | 4:00 | 57.2 | 0 | 0 | 0 | 0 | 0 | 0 | 0 | 0 | 0 | 0 | 0 | 0 | 0
1997-09-07 | 5:00 | 60.8 | 0 | 0 | 0 | 0 | 0 | 0 | 0 | 0 | 0 | 0 | 0 | 0 | 0
1997-09-07 | 6:00 | 60.8 | 0 | 0 | 0 | 0 | 0 | 0 | 0 | 0 | 0 | 0 | 0 | 0 | 0
1997-09-07 | 7:00 | 62.6 | 176348.7504 | 176.3488 | 62556.0523 | 62.5561 | 62.5561 | 0 | 17.8732 | 0 | 45.2191 | 131.1297 | 131.1297 | 0 | 0
1997-09-07 | 8:00 | 68 | 298866.9035 | 298.8669 | 15380.9809 | 15.381 | 15.381 | 0 | 4.3946 | 0 | 11.1183 | 287.7487 | 287.7487 | 0 | 0
1997-09-07 | 9:00 | 75.2 | 670438.2895 | 670.4383 | 490.2972 | 0.4903 | 0.4903 | 0 | 0.14008 | 0 | 0.35441 | 670.0839 | 670.0839 | 0 | 0
1997-09-07 | 10:00 | 82.4 | 966078.2971 | 966.0783 | 335.0741 | 0.33507 | 0.33507 | 0 | 0.095735 | 0 | 0.24221 | 965.8361 | 965.8361 | 0 | 0
1997-09-07 | 11:00 | 89.6 | 1237974.6139 | 1237.9746 | 203.1318 | 0.20313 | 0.20313 | 0 | 0.058038 | 0 | 0.14684 | 1237.8278 | 1237.8278 | 0 | 0
1997-09-07 | 12:00 | 93.2 | 1369657.3075 | 1369.6573 | 331.1236 | 0.33112 | 0.33112 | 0 | 0.094607 | 0 | 0.23936 | 1369.418 | 1369.418 | 0 | 0
1997-09-07 | 13:00 | 95 | 1395737.3978 | 1395.7374 | 592.6632 | 0.59266 | 0.59266 | 0 | 0.16933 | 0 | 0.42841 | 1395.309 | 1395.309 | 0 | 0
1997-09-07 | 14:00 | 93.2 | 1472952.6841 | 1472.9527 | 178.2771 | 0.17828 | 0.17828 | 0 | 0.050936 | 0 | 0.12887 | 1472.8238 | 1472.8238 | 0 | 0
1997-09-07 | 15:00 | 89.6 | 1524247.1788 | 1524.2472 | 86.7193 | 0.086719 | 0.086719 | 0 | 0.024777 | 0 | 0.062686 | 1524.1845 | 1524.1845 | 0 | 0
1997-09-07 | 16:00 | 89.6 | 1591782.9013 | 1591.7829 | 80.1435 | 0.080143 | 0.080143 | 0 | 0.022898 | 0 | 0.057932 | 1591.725 | 1591.725 | 0 | 0
1997-09-07 | 17:00 | 84.2 | 1467326.2316 | 1467.3262 | 71.3133 | 0.071313 | 0.071313 | 0 | 0.020375 | 0 | 0.051549 | 1467.2747 | 1467.2747 | 0 | 0
1997-09-07 | 18:00 | 80.6 | 1245680.5782 | 1245.6806 | 246.7199 | 0.24672 | 0.24672 | 0 | 0.070491 | 0 | 0.17834 | 1245.5022 | 1245.5022 | 0 | 0
1997-09-07 | 19:00 | 78.8 | 1228310.3993 | 1228.3104 | 318.633 | 0.31863 | 0.31863 | 0 | 0.091038 | 0 | 0.23033 | 1228.0801 | 1228.0801 | 0 | 0
1997-09-07 | 20:00 | 75.2 | 898923.1855 | 898.9232 | 538.8165 | 0.53882 | 0.53882 | 0 | 0.15395 | 0 | 0.38949 | 898.5337 | 898.5337 | 0 | 0
1997-09-07 | 21:00 | 71.6 | 672965.8697 | 672.9659 | 5783.3512 | 5.7834 | 5.7834 | 0 | 1.6524 | 0 | 4.1805 | 668.7853 | 668.7853 | 0 | 0
1997-09-07 | 22:00 | 69.8 | 481237.4777 | 481.2375 | 9728.7093 | 9.7287 | 9.7287 | 0 | 2.7796 | 0 | 7.0325 | 474.205 | 474.205 | 0 | 0
1997-09-07 | 23:00 | 68 | 0 | 0 | 0 | 0 | 0 | 0 | 0 | 0 | 0 | 0 | 0 | 0 | 0
1997-09-07 | 24:00 | 68 | 0 | 0 | 0 | 0 | 0 | 0 | 0 | 0 | 0 | 0 | 0 | 0 | 0
1997-09-08 | 1:00 | 62.6 | 0 | 0 | 0 | 0 | 0 | 0 | 0 | 0 | 0 | 0 | 0 | 0 | 0
1997-09-08 | 2:00 | 62.6 | 0 | 0 | 0 | 0 | 0 | 0 | 0 | 0 | 0 | 0 | 0 | 0 | 0
1997-09-08 | 3:00 | 62.6 | 0 | 0 | 0 | 0 | 0 | 0 | 0 | 0 | 0 | 0 | 0 | 0 | 0
1997-09-08 | 4:00 | 60.8 | 0 | 0 | 0 | 0 | 0 | 0 | 0 | 0 | 0 | 0 | 0 | 0 | 0
1997-09-08 | 5:00 | 60.8 | 0 | 0 | 0 | 0 | 0 | 0 | 0 | 0 | 0 | 0 | 0 | 0 | 0
1997-09-08 | 6:00 | 59 | 0 | 0 | 0 | 0 | 0 | 0 | 0 | 0 | 0 | 0 | 0 | 0 | 0
1997-09-08 | 7:00 | 64.4 | 190774.0459 | 190.774 | 57627.7228 | 57.6277 | 57.6277 | 0 | 16.4651 | 0 | 41.6566 | 149.1174 | 149.1174 | 0 | 0
1997-09-08 | 8:00 | 69.8 | 370904.9801 | 370.905 | 13825.9088 | 13.8259 | 13.8259 | 0 | 3.9503 | 0 | 9.9942 | 360.9108 | 360.9108 | 0 | 0
1997-09-08 | 9:00 | 75.2 | 745987.4648 | 745.9875 | 390.125 | 0.39013 | 0.39013 | 0 | 0.11146 | 0 | 0.282 | 745.7055 | 745.7055 | 0 | 0
1997-09-08 | 10:00 | 80.6 | 948900.0006 | 948.9 | 272.6476 | 0.27265 | 0.27265 | 0 | 0.077899 | 0 | 0.19709 | 948.7029 | 948.7029 | 0 | 0
1997-09-08 | 11:00 | 86 | 1138546.0732 | 1138.5461 | 154.9333 | 0.15493 | 0.15493 | 0 | 0.044267 | 0 | 0.11199 | 1138.4341 | 1138.4341 | 0 | 0
1997-09-08 | 12:00 | 89.6 | 1286817.6875 | 1286.8177 | 291.9494 | 0.29195 | 0.29195 | 0 | 0.083414 | 0 | 0.21104 | 1286.6066 | 1286.6066 | 0 | 0
1997-09-08 | 13:00 | 91.4 | 1393981.4736 | 1393.9815 | 555.4558 | 0.55546 | 0.55546 | 0 | 0.1587 | 0 | 0.40152 | 1393.58 | 1393.58 | 0 | 0
1997-09-08 | 14:00 | 91.4 | 1558896.0059 | 1558.896 | 165.8386 | 0.16584 | 0.16584 | 0 | 0.047382 | 0 | 0.11988 | 1558.7761 | 1558.7761 | 0 | 0
1997-09-08 | 15:00 | 89.6 | 1568407.01 | 1568.407 | 81.9633 | 0.081963 | 0.081963 | 0 | 0.023418 | 0 | 0.059248 | 1568.3478 | 1568.3478 | 0 | 0
1997-09-08 | 16:00 | 86 | 1407366.3004 | 1407.3663 | 75.6236 | 0.075624 | 0.075624 | 0 | 0.021607 | 0 | 0.054665 | 1407.3116 | 1407.3116 | 0 | 0
1997-09-08 | 17:00 | 82.4 | 1236097.5706 | 1236.0976 | 66.2423 | 0.066242 | 0.066242 | 0 | 0.018926 | 0 | 0.047884 | 1236.0497 | 1236.0497 | 0 | 0
1997-09-08 | 18:00 | 77 | 878713.2722 | 878.7133 | 238.8314 | 0.23883 | 0.23883 | 0 | 0.068238 | 0 | 0.17264 | 878.5406 | 878.5406 | 0 | 0
1997-09-08 | 19:00 | 73.4 | 795946.9204 | 795.9469 | 310.5172 | 0.31052 | 0.31052 | 0 | 0.088719 | 0 | 0.22446 | 795.7225 | 795.7225 | 0 | 0
1997-09-08 | 20:00 | 71.6 | 757092.7228 | 757.0927 | 698.3372 | 0.69834 | 0.69834 | 0 | 0.19952 | 0 | 0.5048 | 756.5879 | 756.5879 | 0 | 0
1997-09-08 | 21:00 | 69.8 | 702991.0611 | 702.9911 | 6170.3591 | 6.1704 | 6.1704 | 0 | 1.763 | 0 | 4.4603 | 698.5308 | 698.5308 | 0 | 0
1997-09-08 | 22:00 | 64.4 | 428064.686 | 428.0647 | 10090.4223 | 10.0904 | 10.0904 | 0 | 2.883 | 0 | 7.2939 | 420.7708 | 420.7708 | 0 | 0
1997-09-08 | 23:00 | 62.6 | 0 | 0 | 0 | 0 | 0 | 0 | 0 | 0 | 0 | 0 | 0 | 0 | 0
1997-09-08 | 24:00 | 59 | 0 | 0 | 0 | 0 | 0 | 0 | 0 | 0 | 0 | 0 | 0 | 0 | 0
1997-09-09 | 1:00 | 59 | 0 | 0 | 0 | 0 | 0 | 0 | 0 | 0 | 0 | 0 | 0 | 0 | 0
1997-09-09 | 2:00 | 57.2 | 0 | 0 | 0 | 0 | 0 | 0 | 0 | 0 | 0 | 0 | 0 | 0 | 0
1997-09-09 | 3:00 | 53.6 | 0 | 0 | 0 | 0 | 0 | 0 | 0 | 0 | 0 | 0 | 0 | 0 | 0
1997-09-09 | 4:00 | 53.6 | 0 | 0 | 0 | 0 | 0 | 0 | 0 | 0 | 0 | 0 | 0 | 0 | 0
1997-09-09 | 5:00 | 53.6 | 0 | 0 | 0 | 0 | 0 | 0 | 0 | 0 | 0 | 0 | 0 | 0 | 0
1997-09-09 | 6:00 | 51.8 | 0 | 0 | 0 | 0 | 0 | 0 | 0 | 0 | 0 | 0 | 0 | 0 | 0
1997-09-09 | 7:00 | 59 | 42837.0624 | 42.8371 | 82358.7782 | 82.3588 | 82.3588 | 0 | 23.5311 | 0 | 59.5336 | -16.6966 | 0 | 0 | 0
1997-09-09 | 8:00 | 64.4 | 170178.2221 | 170.1782 | 48734.1227 | 48.7341 | 48.7341 | 0 | 13.924 | 0 | 35.2278 | 134.9504 | 134.9504 | 0 | 0
1997-09-09 | 9:00 | 71.6 | 362344.2005 | 362.3442 | 21778.9351 | 21.7789 | 21.7789 | 0 | 6.2226 | 0 | 15.7431 | 346.6011 | 346.6011 | 0 | 0
1997-09-09 | 10:00 | 80.6 | 656572.8389 | 656.5728 | 2605.1937 | 2.6052 | 2.6052 | 0 | 0.74434 | 0 | 1.8832 | 654.6897 | 654.6897 | 0 | 0
1997-09-09 | 11:00 | 84.2 | 876012.3704 | 876.0124 | 2209.3008 | 2.2093 | 2.2093 | 0 | 0.63123 | 0 | 1.597 | 874.4154 | 874.4154 | 0 | 0
1997-09-09 | 12:00 | 89.6 | 1017312.6289 | 1017.3126 | 2159.1859 | 2.1592 | 2.1592 | 0 | 0.61691 | 0 | 1.5608 | 1015.7518 | 1015.7518 | 0 | 0
1997-09-09 | 13:00 | 91.4 | 1096714.1167 | 1096.7141 | 2722.4245 | 2.7224 | 2.7224 | 0 | 0.77784 | 0 | 1.9679 | 1094.7462 | 1094.7462 | 0 | 0
1997-09-09 | 14:00 | 91.4 | 1135672.4257 | 1135.6724 | 1740.5541 | 1.7406 | 1.7406 | 0 | 0.4973 | 0 | 1.2582 | 1134.4143 | 1134.4143 | 0 | 0
1997-09-09 | 15:00 | 87.8 | 1112696.6195 | 1112.6966 | 1553.0105 | 1.553 | 1.553 | 0 | 0.44372 | 0 | 1.1226 | 1111.574 | 1111.574 | 0 | 0
1997-09-09 | 16:00 | 87.8 | 1086905.8284 | 1086.9058 | 1462.6287 | 1.4626 | 1.4626 | 0 | 0.41789 | 0 | 1.0573 | 1085.8486 | 1085.8486 | 0 | 0
1997-09-09 | 17:00 | 82.4 | 915000.054 | 915.0001 | 10469.1339 | 10.4691 | 10.4691 | 0 | 2.9912 | 0 | 7.5677 | 907.4324 | 907.4324 | 0 | 0
1997-09-09 | 18:00 | 78.8 | 570297.0619 | 570.2971 | 7418.9256 | 7.4189 | 7.4189 | 0 | 2.1197 | 0 | 5.3628 | 564.9342 | 564.9342 | 0 | 0
1997-09-09 | 19:00 | 73.4 | 403424.1298 | 403.4241 | 60.8804 | 0.06088 | 0.06088 | 0 | 0.017394 | 0 | 0.044008 | 403.3801 | 403.3801 | 0 | 0
1997-09-09 | 20:00 | 71.6 | 364248.8179 | 364.2488 | 12306.9987 | 12.307 | 12.307 | 0 | 3.5163 | 0 | 8.8962 | 355.3526 | 355.3526 | 0 | 0
1997-09-09 | 21:00 | 68 | 332400.0788 | 332.4001 | 19175.8165 | 19.1758 | 19.1758 | 0 | 5.4788 | 0 | 13.8614 | 318.5387 | 318.5387 | 0 | 0
1997-09-09 | 22:00 | 62.6 | 211053.4775 | 211.0535 | 24463.2123 | 24.4632 | 24.4632 | 0 | 6.9895 | 0 | 17.6834 | 193.3701 | 193.3701 | 0 | 0
1997-09-09 | 23:00 | 60.8 | 0 | 0 | 0 | 0 | 0 | 0 | 0 | 0 | 0 | 0 | 0 | 0 | 0
1997-09-09 | 24:00 | 59 | 0 | 0 | 0 | 0 | 0 | 0 | 0 | 0 | 0 | 0 | 0 | 0 | 0
1997-09-10 | 1:00 | 57.2 | 0 | 0 | 0 | 0 | 0 | 0 | 0 | 0 | 0 | 0 | 0 | 0 | 0
1997-09-10 | 2:00 | 55.4 | 0 | 0 | 0 | 0 | 0 | 0 | 0 | 0 | 0 | 0 | 0 | 0 | 0
1997-09-10 | 3:00 | 55.4 | 0 | 0 | 0 | 0 | 0 | 0 | 0 | 0 | 0 | 0 | 0 | 0 | 0
1997-09-10 | 4:00 | 55.4 | 0 | 0 | 0 | 0 | 0 | 0 | 0 | 0 | 0 | 0 | 0 | 0 | 0
1997-09-10 | 5:00 | 53.6 | 0 | 0 | 0 | 0 | 0 | 0 | 0 | 0 | 0 | 0 | 0 | 0 | 0
1997-09-10 | 6:00 | 51.8 | 0 | 0 | 0 | 0 | 0 | 0 | 0 | 0 | 0 | 0 | 0 | 0 | 0
1997-09-10 | 7:00 | 60.8 | 55584.1912 | 55.5842 | 28154.7602 | 28.1548 | 28.1548 | 0 | 8.0442 | 0 | 20.3519 | 35.2323 | 35.2323 | 0 | 0
1997-09-10 | 8:00 | 66.2 | 173932.9423 | 173.9329 | 28131.9231 | 28.1319 | 28.1319 | 0 | 8.0377 | 0 | 20.3354 | 153.5976 | 153.5976 | 0 | 0
1997-09-10 | 9:00 | 75.2 | 318190.9731 | 318.191 | 23944.571 | 23.9446 | 23.9446 | 0 | 6.8413 | 0 | 17.3085 | 300.8825 | 300.8825 | 0 | 0
1997-09-10 | 10:00 | 82.4 | 488238.9367 | 488.2389 | 20936.7267 | 20.9367 | 20.9367 | 0 | 5.9819 | 0 | 15.1343 | 473.1047 | 473.1047 | 0 | 0
1997-09-10 | 11:00 | 87.8 | 804198.51 | 804.1985 | 4851.0297 | 4.851 | 4.851 | 0 | 1.386 | 0 | 3.5066 | 800.6919 | 800.6919 | 0 | 0
1997-09-10 | 12:00 | 89.6 | 862181.0786 | 862.1811 | 3388.4945 | 3.3885 | 3.3885 | 0 | 0.96814 | 0 | 2.4494 | 859.7317 | 859.7317 | 0 | 0
1997-09-10 | 13:00 | 91.4 | 758023.3654 | 758.0234 | 16365.987 | 16.366 | 16.366 | 0 | 4.676 | 0 | 11.8303 | 746.1931 | 746.1931 | 0 | 0
1997-09-10 | 14:00 | 93.2 | 779240.848 | 779.2408 | 13173.2351 | 13.1732 | 13.1732 | 0 | 3.7638 | 0 | 9.5224 | 769.7185 | 769.7185 | 0 | 0
1997-09-10 | 15:00 | 91.4 | 770787.841 | 770.7878 | 7952.5882 | 7.9526 | 7.9526 | 0 | 2.2722 | 0 | 5.7486 | 765.0393 | 765.0393 | 0 | 0
1997-09-10 | 16:00 | 89.6 | 736303.299 | 736.3033 | 11275.847 | 11.2758 | 11.2758 | 0 | 3.2217 | 0 | 8.1508 | 728.1525 | 728.1525 | 0 | 0
1997-09-10 | 17:00 | 86 | 687563.9296 | 687.5639 | 13900.306 | 13.9003 | 13.9003 | 0 | 3.9715 | 0 | 10.0479 | 677.516 | 677.516 | 0 | 0
1997-09-10 | 18:00 | 80.6 | 555825.4193 | 555.8254 | 21669.8264 | 21.6698 | 21.6698 | 0 | 6.1914 | 0 | 15.6642 | 540.1612 | 540.1612 | 0 | 0
1997-09-10 | 19:00 | 75.2 | 460773.3851 | 460.7734 | 23279.6386 | 23.2796 | 23.2796 | 0 | 6.6513 | 0 | 16.8279 | 443.9455 | 443.9455 | 0 | 0
1997-09-10 | 20:00 | 71.6 | 403104.5659 | 403.1046 | 29529.7972 | 29.5298 | 29.5298 | 0 | 8.4371 | 0 | 21.3458 | 381.7587 | 381.7587 | 0 | 0
1997-09-10 | 21:00 | 66.2 | 285146.5303 | 285.1465 | 34356.8666 | 34.3569 | 34.3569 | 0 | 9.8162 | 0 | 24.8351 | 260.3114 | 260.3114 | 0 | 0
1997-09-10 | 22:00 | 66.2 | 226452.857 | 226.4529 | 38063.5867 | 38.0636 | 38.0636 | 0 | 10.8753 | 0 | 27.5145 | 198.9383 | 198.9383 | 0 | 0
1997-09-10 | 23:00 | 62.6 | 0 | 0 | 0 | 0 | 0 | 0 | 0 | 0 | 0 | 0 | 0 | 0 | 0
1997-09-10 | 24:00 | 60.8 | 0 | 0 | 0 | 0 | 0 | 0 | 0 | 0 | 0 | 0 | 0 | 0 | 0
1997-09-11 | 1:00 | 57.2 | 0 | 0 | 0 | 0 | 0 | 0 | 0 | 0 | 0 | 0 | 0 | 0 | 0
1997-09-11 | 2:00 | 59 | 0 | 0 | 0 | 0 | 0 | 0 | 0 | 0 | 0 | 0 | 0 | 0 | 0
1997-09-11 | 3:00 | 55.4 | 0 | 0 | 0 | 0 | 0 | 0 | 0 | 0 | 0 | 0 | 0 | 0 | 0
1997-09-11 | 4:00 | 55.4 | 0 | 0 | 0 | 0 | 0 | 0 | 0 | 0 | 0 | 0 | 0 | 0 | 0
1997-09-11 | 5:00 | 55.4 | 0 | 0 | 0 | 0 | 0 | 0 | 0 | 0 | 0 | 0 | 0 | 0 | 0
1997-09-11 | 6:00 | 55.4 | 0 | 0 | 0 | 0 | 0 | 0 | 0 | 0 | 0 | 0 | 0 | 0 | 0
1997-09-11 | 7:00 | 62.6 | 112169.1597 | 112.1692 | 123304.5992 | 123.3046 | 123.3046 | 0 | 35.2299 | 0 | 89.1316 | 23.0375 | 23.0375 | 0 | 0
1997-09-11 | 8:00 | 71.6 | 320190.3519 | 320.1904 | 30272.604 | 30.2726 | 30.2726 | 0 | 8.6493 | 0 | 21.8828 | 298.3076 | 298.3076 | 0 | 0
1997-09-11 | 9:00 | 80.6 | 801610.3573 | 801.6104 | 1777.8928 | 1.7779 | 1.7779 | 0 | 0.50797 | 0 | 1.2852 | 800.3252 | 800.3252 | 0 | 0
1997-09-11 | 10:00 | 87.8 | 1109313.9596 | 1109.314 | 1393.7257 | 1.3937 | 1.3937 | 0 | 0.39821 | 0 | 1.0075 | 1108.3065 | 1108.3065 | 0 | 0
1997-09-11 | 11:00 | 91.4 | 1294418.65 | 1294.4187 | 1179.2536 | 1.1793 | 1.1793 | 0 | 0.33693 | 0 | 0.85243 | 1293.5662 | 1293.5662 | 0 | 0
1997-09-11 | 12:00 | 96.8 | 1433772.1376 | 1433.7721 | 1157.2374 | 1.1572 | 1.1572 | 0 | 0.33064 | 0 | 0.83652 | 1432.9356 | 1432.9356 | 0 | 0
1997-09-11 | 13:00 | 98.6 | 1458698.1581 | 1458.6982 | 1256.0237 | 1.256 | 1.256 | 0 | 0.35886 | 0 | 0.90793 | 1457.7902 | 1457.7902 | 0 | 0
1997-09-11 | 14:00 | 100.4 | 1617664.1502 | 1617.6642 | 766.8285 | 0.76683 | 0.76683 | 0 | 0.21909 | 0 | 0.55431 | 1617.1098 | 1617.1098 | 0 | 0
1997-09-11 | 15:00 | 100.4 | 1812343.1862 | 1812.3432 | 324.8877 | 0.32489 | 0.32489 | 0 | 0.092825 | 0 | 0.23485 | 1812.1083 | 1812.1083 | 0 | 0
1997-09-11 | 16:00 | 100.4 | 1890032.3956 | 1890.0324 | 265.9779 | 0.26598 | 0.26598 | 0 | 0.075994 | 0 | 0.19226 | 1889.8401 | 1889.8401 | 0 | 0
1997-09-11 | 17:00 | 95 | 1698295.1368 | 1698.2951 | 222.0384 | 0.22204 | 0.22204 | 0 | 0.06344 | 0 | 0.1605 | 1698.1346 | 1698.1346 | 0 | 0
1997-09-11 | 18:00 | 87.8 | 1217949.698 | 1217.9497 | 436.9585 | 0.43696 | 0.43696 | 0 | 0.12485 | 0 | 0.31586 | 1217.6338 | 1217.6338 | 0 | 0
1997-09-11 | 19:00 | 82.4 | 1038209.6291 | 1038.2096 | 512.3865 | 0.51239 | 0.51239 | 0 | 0.1464 | 0 | 0.37038 | 1037.8392 | 1037.8392 | 0 | 0
1997-09-11 | 20:00 | 78.8 | 868807.3139 | 868.8073 | 538.0386 | 0.53804 | 0.53804 | 0 | 0.15373 | 0 | 0.38893 | 868.4184 | 868.4184 | 0 | 0
1997-09-11 | 21:00 | 77 | 698985.7791 | 698.9858 | 6628.585 | 6.6286 | 6.6286 | 0 | 1.8939 | 0 | 4.7915 | 694.1943 | 694.1943 | 0 | 0
1997-09-11 | 22:00 | 71.6 | 470299.2388 | 470.2992 | 9680.6988 | 9.6807 | 9.6807 | 0 | 2.7659 | 0 | 6.9978 | 463.3015 | 463.3015 | 0 | 0
1997-09-11 | 23:00 | 66.2 | 0 | 0 | 0 | 0 | 0 | 0 | 0 | 0 | 0 | 0 | 0 | 0 | 0
1997-09-11 | 24:00 | 68 | 0 | 0 | 0 | 0 | 0 | 0 | 0 | 0 | 0 | 0 | 0 | 0 | 0
1997-09-12 | 1:00 | 66.2 | 0 | 0 | 0 | 0 | 0 | 0 | 0 | 0 | 0 | 0 | 0 | 0 | 0
1997-09-12 | 2:00 | 64.4 | 0 | 0 | 0 | 0 | 0 | 0 | 0 | 0 | 0 | 0 | 0 | 0 | 0
1997-09-12 | 3:00 | 62.6 | 0 | 0 | 0 | 0 | 0 | 0 | 0 | 0 | 0 | 0 | 0 | 0 | 0
1997-09-12 | 4:00 | 64.4 | 0 | 0 | 0 | 0 | 0 | 0 | 0 | 0 | 0 | 0 | 0 | 0 | 0
1997-09-12 | 5:00 | 64.4 | 0 | 0 | 0 | 0 | 0 | 0 | 0 | 0 | 0 | 0 | 0 | 0 | 0
1997-09-12 | 6:00 | 64.4 | 0 | 0 | 0 | 0 | 0 | 0 | 0 | 0 | 0 | 0 | 0 | 0 | 0
1997-09-12 | 7:00 | 73.4 | 346564.669 | 346.5647 | 74898.8362 | 74.8988 | 74.8988 | 0 | 21.3997 | 0 | 54.1412 | 292.4235 | 292.4235 | 0 | 0
1997-09-12 | 8:00 | 78.8 | 543704.3051 | 543.7043 | 13476.6254 | 13.4766 | 13.4766 | 0 | 3.8505 | 0 | 9.7417 | 533.9626 | 533.9626 | 0 | 0
1997-09-12 | 9:00 | 88.52 | 1092395.1991 | 1092.3952 | 608.287 | 0.60829 | 0.60829 | 0 | 0.1738 | 0 | 0.4397 | 1091.9555 | 1091.9555 | 0 | 0
1997-09-12 | 10:00 | 96.44 | 1461694.4456 | 1461.6944 | 387.3015 | 0.3873 | 0.3873 | 0 | 0.11066 | 0 | 0.27996 | 1461.4145 | 1461.4145 | 0 | 0
1997-09-12 | 11:00 | 104.36 | 1740470.9626 | 1740.471 | 235.9668 | 0.23597 | 0.23597 | 0 | 0.067419 | 0 | 0.17057 | 1740.3004 | 1740.3004 | 0 | 0
1997-09-12 | 12:00 | 108.68 | 1886198.0214 | 1886.198 | 291.9749 | 0.29197 | 0.29197 | 0 | 0.083421 | 0 | 0.21106 | 1885.987 | 1885.987 | 0 | 0
1997-09-12 | 13:00 | 109.4 | 1910183.8856 | 1910.1839 | 447.3364 | 0.44734 | 0.44734 | 0 | 0.12781 | 0 | 0.32336 | 1909.8605 | 1909.8605 | 0 | 0
1997-09-12 | 14:00 | 110.12 | 1948894.7011 | 1948.8947 | 71.4427 | 0.071443 | 0.071443 | 0 | 0.020412 | 0 | 0.051643 | 1948.8431 | 1948.8431 | 0 | 0
1997-09-12 | 15:00 | 107.06 | 1948894.7011 | 1948.8947 | 0 | 0 | 0 | 0 | 0 | 0 | 0 | 1948.8947 | 1948.8947 | 0 | 0
1997-09-12 | 16:00 | 104.18 | 1948894.7011 | 1948.8947 | 0 | 0 | 0 | 0 | 0 | 0 | 0 | 1948.8947 | 1948.8947 | 0 | 0
1997-09-12 | 17:00 | 99.5 | 1880206.2445 | 1880.2062 | 0 | 0 | 0 | 0 | 0 | 0 | 0 | 1880.2062 | 1880.2062 | 0 | 0
1997-09-12 | 18:00 | 94.82 | 1405026.8846 | 1405.0269 | 199.115 | 0.19911 | 0.19911 | 0 | 0.05689 | 0 | 0.14393 | 1404.883 | 1404.883 | 0 | 0
1997-09-12 | 19:00 | 90.14 | 1283914.6292 | 1283.9146 | 301.2395 | 0.30124 | 0.30124 | 0 | 0.086068 | 0 | 0.21775 | 1283.6969 | 1283.6969 | 0 | 0
1997-09-12 | 20:00 | 87.26 | 1150738.3504 | 1150.7384 | 333.5425 | 0.33354 | 0.33354 | 0 | 0.095298 | 0 | 0.2411 | 1150.4972 | 1150.4972 | 0 | 0
1997-09-12 | 21:00 | 87.98 | 1025365.103 | 1025.3651 | 2901.0427 | 2.901 | 2.901 | 0 | 0.82887 | 0 | 2.097 | 1023.2681 | 1023.2681 | 0 | 0
1997-09-12 | 22:00 | 83.66 | 872491.7908 | 872.4918 | 8037.0964 | 8.0371 | 8.0371 | 0 | 2.2963 | 0 | 5.8097 | 866.6821 | 866.6821 | 0 | 0
1997-09-12 | 23:00 | 81.14 | 0 | 0 | 0 | 0 | 0 | 0 | 0 | 0 | 0 | 0 | 0 | 0 | 0
1997-09-12 | 24:00 | 76.64 | 0 | 0 | 0 | 0 | 0 | 0 | 0 | 0 | 0 | 0 | 0 | 0 | 0
1997-09-13 | 1:00 | 75.92 | 0 | 0 | 0 | 0 | 0 | 0 | 0 | 0 | 0 | 0 | 0 | 0 | 0
1997-09-13 | 2:00 | 75.2 | 0 | 0 | 0 | 0 | 0 | 0 | 0 | 0 | 0 | 0 | 0 | 0 | 0
1997-09-13 | 3:00 | 74.48 | 0 | 0 | 0 | 0 | 0 | 0 | 0 | 0 | 0 | 0 | 0 | 0 | 0
1997-09-13 | 4:00 | 71.78 | 0 | 0 | 0 | 0 | 0 | 0 | 0 | 0 | 0 | 0 | 0 | 0 | 0
1997-09-13 | 5:00 | 69.26 | 0 | 0 | 0 | 0 | 0 | 0 | 0 | 0 | 0 | 0 | 0 | 0 | 0
1997-09-13 | 6:00 | 68.54 | 0 | 0 | 0 | 0 | 0 | 0 | 0 | 0 | 0 | 0 | 0 | 0 | 0
1997-09-13 | 7:00 | 73.22 | 412513.0424 | 412.513 | 47811.9716 | 47.812 | 47.812 | 0 | 13.6606 | 0 | 34.5612 | 377.9518 | 377.9518 | 0 | 0
1997-09-13 | 8:00 | 81.32 | 612317.5064 | 612.3175 | 7920.0946 | 7.9201 | 7.9201 | 0 | 2.2629 | 0 | 5.7251 | 606.5924 | 606.5924 | 0 | 0
1997-09-13 | 9:00 | 84.2 | 1047447.3433 | 1047.4473 | 223.0416 | 0.22304 | 0.22304 | 0 | 0.063726 | 0 | 0.16123 | 1047.2861 | 1047.2861 | 0 | 0
1997-09-13 | 10:00 | 89.6 | 1271135.6484 | 1271.1356 | 169.4113 | 0.16941 | 0.16941 | 0 | 0.048403 | 0 | 0.12246 | 1271.0132 | 1271.0132 | 0 | 0
1997-09-13 | 11:00 | 93.2 | 1447934.7513 | 1447.9348 | 133.6856 | 0.13369 | 0.13369 | 0 | 0.038196 | 0 | 0.096636 | 1447.8381 | 1447.8381 | 0 | 0
1997-09-13 | 12:00 | 98.6 | 1581819.1156 | 1581.8191 | 174.4594 | 0.17446 | 0.17446 | 0 | 0.049846 | 0 | 0.12611 | 1581.693 | 1581.693 | 0 | 0
1997-09-13 | 13:00 | 98.6 | 1630818.4263 | 1630.8184 | 269.3467 | 0.26935 | 0.26935 | 0 | 0.076956 | 0 | 0.1947 | 1630.6237 | 1630.6237 | 0 | 0
1997-09-13 | 14:00 | 96.8 | 1912006.6655 | 1912.0067 | 171.2024 | 0.1712 | 0.1712 | 0 | 0.048915 | 0 | 0.12375 | 1911.8829 | 1911.8829 | 0 | 0
1997-09-13 | 15:00 | 93.2 | 1948894.7011 | 1948.8947 | 93.6415 | 0.093642 | 0.093642 | 0 | 0.026755 | 0 | 0.067689 | 1948.827 | 1948.827 | 0 | 0
1997-09-13 | 16:00 | 91.4 | 1680464.7044 | 1680.4647 | 86.616 | 0.086616 | 0.086616 | 0 | 0.024747 | 0 | 0.062611 | 1680.4021 | 1680.4021 | 0 | 0
1997-09-13 | 17:00 | 86 | 1426782.128 | 1426.7821 | 76.6076 | 0.076608 | 0.076608 | 0 | 0.021888 | 0 | 0.055376 | 1426.7268 | 1426.7268 | 0 | 0
1997-09-13 | 18:00 | 82.4 | 1071261.0316 | 1071.261 | 248.6322 | 0.24863 | 0.24863 | 0 | 0.071038 | 0 | 0.17973 | 1071.0813 | 1071.0813 | 0 | 0
1997-09-13 | 19:00 | 78.8 | 1143443.1233 | 1143.4431 | 319.9312 | 0.31993 | 0.31993 | 0 | 0.091409 | 0 | 0.23126 | 1143.2119 | 1143.2119 | 0 | 0
1997-09-13 | 20:00 | 75.2 | 1477318.5045 | 1477.3185 | 579.2398 | 0.57924 | 0.57924 | 0 | 0.1655 | 0 | 0.41871 | 1476.8998 | 1476.8998 | 0 | 0
1997-09-13 | 21:00 | 75.2 | 1453795.9735 | 1453.796 | 5603.2578 | 5.6033 | 5.6033 | 0 | 1.6009 | 0 | 4.0504 | 1449.7456 | 1449.7456 | 0 | 0
1997-09-13 | 22:00 | 73.4 | 1161610.2294 | 1161.6102 | 8948.5939 | 8.9486 | 8.9486 | 0 | 2.5567 | 0 | 6.4686 | 1155.1417 | 1155.1417 | 0 | 0
1997-09-13 | 23:00 | 71.6 | 0 | 0 | 0 | 0 | 0 | 0 | 0 | 0 | 0 | 0 | 0 | 0 | 0
1997-09-13 | 24:00 | 69.8 | 0 | 0 | 0 | 0 | 0 | 0 | 0 | 0 | 0 | 0 | 0 | 0 | 0
1997-09-14 | 1:00 | 66.2 | 0 | 0 | 0 | 0 | 0 | 0 | 0 | 0 | 0 | 0 | 0 | 0 | 0
1997-09-14 | 2:00 | 66.2 | 0 | 0 | 0 | 0 | 0 | 0 | 0 | 0 | 0 | 0 | 0 | 0 | 0
1997-09-14 | 3:00 | 66.2 | 0 | 0 | 0 | 0 | 0 | 0 | 0 | 0 | 0 | 0 | 0 | 0 | 0
1997-09-14 | 4:00 | 64.4 | 0 | 0 | 0 | 0 | 0 | 0 | 0 | 0 | 0 | 0 | 0 | 0 | 0
1997-09-14 | 5:00 | 64.4 | 0 | 0 | 0 | 0 | 0 | 0 | 0 | 0 | 0 | 0 | 0 | 0 | 0
1997-09-14 | 6:00 | 64.4 | 0 | 0 | 0 | 0 | 0 | 0 | 0 | 0 | 0 | 0 | 0 | 0 | 0
1997-09-14 | 7:00 | 68 | 793139.1691 | 793.1392 | 48530.3094 | 48.5303 | 48.5303 | 0 | 13.8658 | 0 | 35.0805 | 758.0587 | 758.0587 | 0 | 0
1997-09-14 | 8:00 | 71.6 | 1150821.3178 | 1150.8213 | 9243.2286 | 9.2432 | 9.2432 | 0 | 2.6409 | 0 | 6.6815 | 1144.1398 | 1144.1398 | 0 | 0
1997-09-14 | 9:00 | 75.2 | 1706409.8927 | 1706.4099 | 198.0957 | 0.1981 | 0.1981 | 0 | 0.056599 | 0 | 0.14319 | 1706.2667 | 1706.2667 | 0 | 0
1997-09-14 | 10:00 | 80.6 | 1800670.2786 | 1800.6703 | 152.4661 | 0.15247 | 0.15247 | 0 | 0.043562 | 0 | 0.11021 | 1800.5601 | 1800.5601 | 0 | 0
1997-09-14 | 11:00 | 86 | 1885218.2675 | 1885.2183 | 120.5674 | 0.12057 | 0.12057 | 0 | 0.034448 | 0 | 0.087153 | 1885.1311 | 1885.1311 | 0 | 0
1997-09-14 | 12:00 | 89.6 | 1915096.7285 | 1915.0967 | 161.6847 | 0.16168 | 0.16168 | 0 | 0.046196 | 0 | 0.11687 | 1914.9799 | 1914.9799 | 0 | 0
1997-09-14 | 13:00 | 93.2 | 1947943.4026 | 1947.9434 | 254.639 | 0.25464 | 0.25464 | 0 | 0.072754 | 0 | 0.18407 | 1947.7593 | 1947.7593 | 0 | 0
1997-09-14 | 14:00 | 93.2 | 1948894.7011 | 1948.8947 | 156.2288 | 0.15623 | 0.15623 | 0 | 0.044637 | 0 | 0.11293 | 1948.7818 | 1948.7818 | 0 | 0
1997-09-14 | 15:00 | 93.2 | 1948894.7011 | 1948.8947 | 11.7466 | 0.011747 | 0.011747 | 0 | 0.0033562 | 0 | 0.0084911 | 1948.8862 | 1948.8862 | 0 | 0
1997-09-14 | 16:00 | 91.4 | 1948894.7011 | 1948.8947 | 0 | 0 | 0 | 0 | 0 | 0 | 0 | 1948.8947 | 1948.8947 | 0 | 0
1997-09-14 | 17:00 | 87.8 | 1948894.7011 | 1948.8947 | 0 | 0 | 0 | 0 | 0 | 0 | 0 | 1948.8947 | 1948.8947 | 0 | 0
1997-09-14 | 18:00 | 82.4 | 1885884.4375 | 1885.8844 | 178.6164 | 0.17862 | 0.17862 | 0 | 0.051033 | 0 | 0.12911 | 1885.7553 | 1885.7553 | 0 | 0
1997-09-14 | 19:00 | 78.8 | 1926048.3955 | 1926.0484 | 290.273 | 0.29027 | 0.29027 | 0 | 0.082935 | 0 | 0.20983 | 1925.8386 | 1925.8386 | 0 | 0
1997-09-14 | 20:00 | 75.2 | 1817412.0967 | 1817.4121 | 390.7537 | 0.39075 | 0.39075 | 0 | 0.11164 | 0 | 0.28246 | 1817.1296 | 1817.1296 | 0 | 0
1997-09-14 | 21:00 | 73.4 | 1483078.3074 | 1483.0783 | 4416.6915 | 4.4167 | 4.4167 | 0 | 1.2619 | 0 | 3.1926 | 1479.8857 | 1479.8857 | 0 | 0
1997-09-14 | 22:00 | 71.6 | 1124683.5262 | 1124.6835 | 8256.3064 | 8.2563 | 8.2563 | 0 | 2.3589 | 0 | 5.9681 | 1118.7154 | 1118.7154 | 0 | 0
1997-09-14 | 23:00 | 71.6 | 0 | 0 | 0 | 0 | 0 | 0 | 0 | 0 | 0 | 0 | 0 | 0 | 0
1997-09-14 | 24:00 | 69.8 | 0 | 0 | 0 | 0 | 0 | 0 | 0 | 0 | 0 | 0 | 0 | 0 | 0
1997-09-15 | 1:00 | 68 | 0 | 0 | 0 | 0 | 0 | 0 | 0 | 0 | 0 | 0 | 0 | 0 | 0
1997-09-15 | 2:00 | 66.2 | 0 | 0 | 0 | 0 | 0 | 0 | 0 | 0 | 0 | 0 | 0 | 0 | 0
1997-09-15 | 3:00 | 66.2 | 0 | 0 | 0 | 0 | 0 | 0 | 0 | 0 | 0 | 0 | 0 | 0 | 0
1997-09-15 | 4:00 | 64.4 | 0 | 0 | 0 | 0 | 0 | 0 | 0 | 0 | 0 | 0 | 0 | 0 | 0
1997-09-15 | 5:00 | 64.4 | 0 | 0 | 0 | 0 | 0 | 0 | 0 | 0 | 0 | 0 | 0 | 0 | 0
1997-09-15 | 6:00 | 62.6 | 0 | 0 | 0 | 0 | 0 | 0 | 0 | 0 | 0 | 0 | 0 | 0 | 0
1997-09-15 | 7:00 | 71.6 | 740946.8882 | 740.9469 | 52475.3242 | 52.4753 | 52.4753 | 0 | 14.9929 | 0 | 37.9322 | 703.0147 | 703.0147 | 0 | 0
1997-09-15 | 8:00 | 75.2 | 1100667.6486 | 1100.6676 | 11261.524 | 11.2615 | 11.2615 | 0 | 3.2176 | 0 | 8.1405 | 1092.5272 | 1092.5272 | 0 | 0
1997-09-15 | 9:00 | 80.6 | 1807895.6989 | 1807.8957 | 184.9953 | 0.185 | 0.185 | 0 | 0.052856 | 0 | 0.13373 | 1807.762 | 1807.762 | 0 | 0
1997-09-15 | 10:00 | 86 | 1948894.7011 | 1948.8947 | 136.5342 | 0.13653 | 0.13653 | 0 | 0.03901 | 0 | 0.098695 | 1948.796 | 1948.796 | 0 | 0
1997-09-15 | 11:00 | 89.6 | 1948894.7011 | 1948.8947 | 76.6729 | 0.076673 | 0.076673 | 0 | 0.021907 | 0 | 0.055424 | 1948.8393 | 1948.8393 | 0 | 0
1997-09-15 | 12:00 | 93.2 | 1948894.7011 | 1948.8947 | 114.193 | 0.11419 | 0.11419 | 0 | 0.032627 | 0 | 0.082545 | 1948.8122 | 1948.8122 | 0 | 0
1997-09-15 | 13:00 | 96.8 | 1948894.7011 | 1948.8947 | 223.3067 | 0.22331 | 0.22331 | 0 | 0.063802 | 0 | 0.16142 | 1948.7333 | 1948.7333 | 0 | 0
1997-09-15 | 14:00 | 98.6 | 1948894.7011 | 1948.8947 | 70.4686 | 0.070469 | 0.070469 | 0 | 0.020134 | 0 | 0.050939 | 1948.8438 | 1948.8438 | 0 | 0
1997-09-15 | 15:00 | 98.6 | 1948894.7011 | 1948.8947 | 0 | 0 | 0 | 0 | 0 | 0 | 0 | 1948.8947 | 1948.8947 | 0 | 0
1997-09-15 | 16:00 | 98.6 | 1948894.7011 | 1948.8947 | 0 | 0 | 0 | 0 | 0 | 0 | 0 | 1948.8947 | 1948.8947 | 0 | 0
1997-09-15 | 17:00 | 93.2 | 1948894.7011 | 1948.8947 | 0 | 0 | 0 | 0 | 0 | 0 | 0 | 1948.8947 | 1948.8947 | 0 | 0
1997-09-15 | 18:00 | 89.6 | 1825484.7127 | 1825.4847 | 155.0424 | 0.15504 | 0.15504 | 0 | 0.044298 | 0 | 0.11207 | 1825.3726 | 1825.3726 | 0 | 0
1997-09-15 | 19:00 | 82.4 | 1485483.7784 | 1485.4838 | 268.6515 | 0.26865 | 0.26865 | 0 | 0.076758 | 0 | 0.1942 | 1485.2896 | 1485.2896 | 0 | 0
1997-09-15 | 20:00 | 78.8 | 1254118.71 | 1254.1187 | 297.4777 | 0.29748 | 0.29748 | 0 | 0.084994 | 0 | 0.21503 | 1253.9037 | 1253.9037 | 0 | 0
1997-09-15 | 21:00 | 77 | 1167122.5689 | 1167.1226 | 3583.3174 | 3.5833 | 3.5833 | 0 | 1.0238 | 0 | 2.5902 | 1164.5323 | 1164.5323 | 0 | 0
1997-09-15 | 22:00 | 75.2 | 877291.194 | 877.2912 | 7476.5697 | 7.4766 | 7.4766 | 0 | 2.1362 | 0 | 5.4045 | 871.8867 | 871.8867 | 0 | 0
1997-09-15 | 23:00 | 71.6 | 0 | 0 | 0 | 0 | 0 | 0 | 0 | 0 | 0 | 0 | 0 | 0 | 0
1997-09-15 | 24:00 | 69.8 | 0 | 0 | 0 | 0 | 0 | 0 | 0 | 0 | 0 | 0 | 0 | 0 | 0
1997-09-16 | 1:00 | 69.8 | 0 | 0 | 0 | 0 | 0 | 0 | 0 | 0 | 0 | 0 | 0 | 0 | 0
1997-09-16 | 2:00 | 69.8 | 0 | 0 | 0 | 0 | 0 | 0 | 0 | 0 | 0 | 0 | 0 | 0 | 0
1997-09-16 | 3:00 | 68 | 0 | 0 | 0 | 0 | 0 | 0 | 0 | 0 | 0 | 0 | 0 | 0 | 0
1997-09-16 | 4:00 | 68 | 0 | 0 | 0 | 0 | 0 | 0 | 0 | 0 | 0 | 0 | 0 | 0 | 0
1997-09-16 | 5:00 | 66.2 | 0 | 0 | 0 | 0 | 0 | 0 | 0 | 0 | 0 | 0 | 0 | 0 | 0
1997-09-16 | 6:00 | 64.4 | 0 | 0 | 0 | 0 | 0 | 0 | 0 | 0 | 0 | 0 | 0 | 0 | 0
1997-09-16 | 7:00 | 73.4 | 527909.1676 | 527.9092 | 57053.3092 | 57.0533 | 57.0533 | 0 | 16.3009 | 0 | 41.2414 | 486.6678 | 486.6678 | 0 | 0
1997-09-16 | 8:00 | 82.4 | 685833.1829 | 685.8332 | 35669.7541 | 35.6698 | 35.6698 | 0 | 10.1914 | 0 | 25.7841 | 660.049 | 660.049 | 0 | 0
1997-09-16 | 9:00 | 89.6 | 1123832.5045 | 1123.8325 | 16377.8702 | 16.3779 | 16.3779 | 0 | 4.6794 | 0 | 11.8389 | 1111.9936 | 1111.9936 | 0 | 0
1997-09-16 | 10:00 | 96.8 | 1433709.3146 | 1433.7093 | 1318.265 | 1.3183 | 1.3183 | 0 | 0.37665 | 0 | 0.95292 | 1432.7564 | 1432.7564 | 0 | 0
1997-09-16 | 11:00 | 100.4 | 1720339.4382 | 1720.3394 | 1235.4341 | 1.2354 | 1.2354 | 0 | 0.35298 | 0 | 0.89304 | 1719.4464 | 1719.4464 | 0 | 0
1997-09-16 | 12:00 | 104 | 1645066.2567 | 1645.0663 | 1179.9028 | 1.1799 | 1.1799 | 0 | 0.33712 | 0 | 0.8529 | 1644.2134 | 1644.2134 | 0 | 0
1997-09-16 | 13:00 | 107.6 | 1716571.4986 | 1716.5715 | 989.7879 | 0.98979 | 0.98979 | 0 | 0.2828 | 0 | 0.71548 | 1715.856 | 1715.856 | 0 | 0
1997-09-16 | 14:00 | 105.8 | 1932471.1369 | 1932.4711 | 680.2558 | 0.68026 | 0.68026 | 0 | 0.19436 | 0 | 0.49173 | 1931.9794 | 1931.9794 | 0 | 0
1997-09-16 | 15:00 | 105.8 | 1948894.7011 | 1948.8947 | 605.5383 | 0.60554 | 0.60554 | 0 | 0.17301 | 0 | 0.43772 | 1948.457 | 1948.457 | 0 | 0
1997-09-16 | 16:00 | 102.2 | 1948894.7011 | 1948.8947 | 610.3849 | 0.61038 | 0.61038 | 0 | 0.1744 | 0 | 0.44122 | 1948.4535 | 1948.4535 | 0 | 0
1997-09-16 | 17:00 | 98.6 | 1920236.0021 | 1920.236 | 2235.0293 | 2.235 | 2.235 | 0 | 0.63858 | 0 | 1.6156 | 1918.6204 | 1918.6204 | 0 | 0
1997-09-16 | 18:00 | 93.2 | 1497791.3752 | 1497.7914 | 49879.162 | 49.8792 | 49.8792 | 0 | 14.2512 | 0 | 36.0555 | 1461.7359 | 1461.7359 | 0 | 0
1997-09-16 | 19:00 | 86 | 1031046.2215 | 1031.0462 | 2147.3292 | 2.1473 | 2.1473 | 0 | 0.61352 | 0 | 1.5522 | 1029.494 | 1029.494 | 0 | 0
1997-09-16 | 20:00 | 82.4 | 682606.3664 | 682.6064 | 19725.453 | 19.7255 | 19.7255 | 0 | 5.6358 | 0 | 14.2587 | 668.3477 | 668.3477 | 0 | 0
1997-09-16 | 21:00 | 77 | 630528.1311 | 630.5281 | 16178.5068 | 16.1785 | 16.1785 | 0 | 4.6224 | 0 | 11.6947 | 618.8334 | 618.8334 | 0 | 0
1997-09-16 | 22:00 | 77 | 649425.3446 | 649.4253 | 19729.5347 | 19.7295 | 19.7295 | 0 | 5.637 | 0 | 14.2616 | 635.1637 | 635.1637 | 0 | 0
1997-09-16 | 23:00 | 75.2 | 0 | 0 | 0 | 0 | 0 | 0 | 0 | 0 | 0 | 0 | 0 | 0 | 0
1997-09-16 | 24:00 | 73.4 | 0 | 0 | 0 | 0 | 0 | 0 | 0 | 0 | 0 | 0 | 0 | 0 | 0
1997-09-17 | 1:00 | 71.6 | 0 | 0 | 0 | 0 | 0 | 0 | 0 | 0 | 0 | 0 | 0 | 0 | 0
1997-09-17 | 2:00 | 71.6 | 0 | 0 | 0 | 0 | 0 | 0 | 0 | 0 | 0 | 0 | 0 | 0 | 0
1997-09-17 | 3:00 | 66.2 | 0 | 0 | 0 | 0 | 0 | 0 | 0 | 0 | 0 | 0 | 0 | 0 | 0
1997-09-17 | 4:00 | 69.8 | 0 | 0 | 0 | 0 | 0 | 0 | 0 | 0 | 0 | 0 | 0 | 0 | 0
1997-09-17 | 5:00 | 66.2 | 0 | 0 | 0 | 0 | 0 | 0 | 0 | 0 | 0 | 0 | 0 | 0 | 0
1997-09-17 | 6:00 | 66.74 | 0 | 0 | 0 | 0 | 0 | 0 | 0 | 0 | 0 | 0 | 0 | 0 | 0
1997-09-17 | 7:00 | 71.6 | 414911.3233 | 414.9113 | 11463.34 | 11.4633 | 11.4633 | 0 | 3.2752 | 0 | 8.2864 | 406.625 | 406.625 | 0 | 0
1997-09-17 | 8:00 | 78.8 | 530530.7436 | 530.5307 | 19759.8561 | 19.7599 | 19.7599 | 0 | 5.6457 | 0 | 14.2836 | 516.2472 | 516.2472 | 0 | 0
1997-09-17 | 9:00 | 82.4 | 711184.117 | 711.1841 | 17877.5318 | 17.8775 | 17.8775 | 0 | 5.1079 | 0 | 12.9229 | 698.2612 | 698.2612 | 0 | 0
1997-09-17 | 10:00 | 87.8 | 834474.7148 | 834.4747 | 21772.4048 | 21.7724 | 21.7724 | 0 | 6.2207 | 0 | 15.7383 | 818.7364 | 818.7364 | 0 | 0
1997-09-17 | 11:00 | 91.4 | 1090402.3948 | 1090.4024 | 3390.4654 | 3.3905 | 3.3905 | 0 | 0.9687 | 0 | 2.4508 | 1087.9516 | 1087.9516 | 0 | 0
1997-09-17 | 12:00 | 96.8 | 1228393.187 | 1228.3932 | 1570.3029 | 1.5703 | 1.5703 | 0 | 0.44866 | 0 | 1.1351 | 1227.2581 | 1227.2581 | 0 | 0
1997-09-17 | 13:00 | 100.4 | 1025496.3918 | 1025.4964 | 18356.9279 | 18.3569 | 18.3569 | 0 | 5.2448 | 0 | 13.2694 | 1012.227 | 1012.227 | 0 | 0
1997-09-17 | 14:00 | 102.2 | 1082492.6697 | 1082.4927 | 19011.5297 | 19.0115 | 19.0115 | 0 | 5.4319 | 0 | 13.7426 | 1068.75 | 1068.75 | 0 | 0
1997-09-17 | 15:00 | 100.4 | 1123535.6289 | 1123.5356 | 11420.5511 | 11.4206 | 11.4206 | 0 | 3.263 | 0 | 8.2554 | 1115.2802 | 1115.2802 | 0 | 0
1997-09-17 | 16:00 | 98.6 | 1130265.936 | 1130.2659 | 9743.1327 | 9.7431 | 9.7431 | 0 | 2.7838 | 0 | 7.0429 | 1123.223 | 1123.223 | 0 | 0
1997-09-17 | 17:00 | 95 | 990137.4515 | 990.1375 | 19934.7086 | 19.9347 | 19.9347 | 0 | 5.6956 | 0 | 14.4099 | 975.7275 | 975.7275 | 0 | 0
1997-09-17 | 18:00 | 84.2 | 825239.7405 | 825.2397 | 37868.7501 | 37.8688 | 37.8688 | 0 | 10.8196 | 0 | 27.3737 | 797.866 | 797.866 | 0 | 0
1997-09-17 | 19:00 | 80.6 | 771173.12 | 771.1731 | 30561.1703 | 30.5612 | 30.5612 | 0 | 8.7318 | 0 | 22.0914 | 749.0818 | 749.0818 | 0 | 0
1997-09-17 | 20:00 | 75.2 | 747047.7171 | 747.0477 | 27562.9912 | 27.563 | 27.563 | 0 | 7.8751 | 0 | 19.9241 | 727.1236 | 727.1236 | 0 | 0
1997-09-17 | 21:00 | 73.4 | 752215.0538 | 752.2151 | 30955.8144 | 30.9558 | 30.9558 | 0 | 8.8445 | 0 | 22.3766 | 729.8384 | 729.8384 | 0 | 0
1997-09-17 | 22:00 | 73.4 | 724212.988 | 724.213 | 33947.3941 | 33.9474 | 33.9474 | 0 | 9.6993 | 0 | 24.5391 | 699.6739 | 699.6739 | 0 | 0
1997-09-17 | 23:00 | 71.6 | 0 | 0 | 0 | 0 | 0 | 0 | 0 | 0 | 0 | 0 | 0 | 0 | 0
1997-09-17 | 24:00 | 69.8 | 0 | 0 | 0 | 0 | 0 | 0 | 0 | 0 | 0 | 0 | 0 | 0 | 0
1997-09-18 | 1:00 | 66.2 | 0 | 0 | 0 | 0 | 0 | 0 | 0 | 0 | 0 | 0 | 0 | 0 | 0
1997-09-18 | 2:00 | 69.8 | 0 | 0 | 0 | 0 | 0 | 0 | 0 | 0 | 0 | 0 | 0 | 0 | 0
1997-09-18 | 3:00 | 68 | 0 | 0 | 0 | 0 | 0 | 0 | 0 | 0 | 0 | 0 | 0 | 0 | 0
1997-09-18 | 4:00 | 66.2 | 0 | 0 | 0 | 0 | 0 | 0 | 0 | 0 | 0 | 0 | 0 | 0 | 0
1997-09-18 | 5:00 | 64.4 | 0 | 0 | 0 | 0 | 0 | 0 | 0 | 0 | 0 | 0 | 0 | 0 | 0
1997-09-18 | 6:00 | 66.2 | 0 | 0 | 0 | 0 | 0 | 0 | 0 | 0 | 0 | 0 | 0 | 0 | 0
1997-09-18 | 7:00 | 71.6 | 622919.5735 | 622.9196 | 104112.902 | 104.1129 | 104.1129 | 0 | 29.7465 | 0 | 75.2588 | 547.6608 | 547.6608 | 0 | 0
1997-09-18 | 8:00 | 77 | 860569.1691 | 860.5692 | 22368.3005 | 22.3683 | 22.3683 | 0 | 6.3909 | 0 | 16.1691 | 844.4001 | 844.4001 | 0 | 0
1997-09-18 | 9:00 | 84.2 | 1573308.1139 | 1573.3081 | 648.0339 | 0.64803 | 0.64803 | 0 | 0.18515 | 0 | 0.46844 | 1572.8397 | 1572.8397 | 0 | 0
1997-09-18 | 10:00 | 89.6 | 1802555.9347 | 1802.5559 | 643.7199 | 0.64372 | 0.64372 | 0 | 0.18392 | 0 | 0.46532 | 1802.0906 | 1802.0906 | 0 | 0
1997-09-18 | 11:00 | 93.2 | 1948894.7011 | 1948.8947 | 639.5092 | 0.63951 | 0.63951 | 0 | 0.18272 | 0 | 0.46227 | 1948.4324 | 1948.4324 | 0 | 0
1997-09-18 | 12:00 | 96.8 | 1938240.5721 | 1938.2406 | 635.3989 | 0.6354 | 0.6354 | 0 | 0.18154 | 0 | 0.4593 | 1937.7813 | 1937.7813 | 0 | 0
1997-09-18 | 13:00 | 96.62 | 1948894.7011 | 1948.8947 | 631.3857 | 0.63139 | 0.63139 | 0 | 0.1804 | 0 | 0.4564 | 1948.4383 | 1948.4383 | 0 | 0
1997-09-18 | 14:00 | 95 | 1948894.7011 | 1948.8947 | 458.5099 | 0.45851 | 0.45851 | 0 | 0.131 | 0 | 0.33144 | 1948.5633 | 1948.5633 | 0 | 0
1997-09-18 | 15:00 | 91.4 | 1948894.7011 | 1948.8947 | 270.9227 | 0.27092 | 0.27092 | 0 | 0.077406 | 0 | 0.19584 | 1948.6989 | 1948.6989 | 0 | 0
1997-09-18 | 16:00 | 89.6 | 1948894.7011 | 1948.8947 | 250.175 | 0.25017 | 0.25017 | 0 | 0.071479 | 0 | 0.18084 | 1948.7139 | 1948.7139 | 0 | 0
1997-09-18 | 17:00 | 86 | 1763947.2703 | 1763.9473 | 208.2337 | 0.20823 | 0.20823 | 0 | 0.059495 | 0 | 0.15052 | 1763.7967 | 1763.7967 | 0 | 0
1997-09-18 | 18:00 | 80.6 | 1256354.2277 | 1256.3542 | 409.7903 | 0.40979 | 0.40979 | 0 | 0.11708 | 0 | 0.29622 | 1256.058 | 1256.058 | 0 | 0
1997-09-18 | 19:00 | 80.6 | 1251662.8086 | 1251.6628 | 479.466 | 0.47947 | 0.47947 | 0 | 0.13699 | 0 | 0.34659 | 1251.3162 | 1251.3162 | 0 | 0
1997-09-18 | 20:00 | 77 | 1376185.7131 | 1376.1857 | 602.9651 | 0.60297 | 0.60297 | 0 | 0.17228 | 0 | 0.43586 | 1375.7499 | 1375.7499 | 0 | 0
1997-09-18 | 21:00 | 71.6 | 1227007.7481 | 1227.0077 | 6673.2199 | 6.6732 | 6.6732 | 0 | 1.9066 | 0 | 4.8238 | 1222.184 | 1222.184 | 0 | 0
1997-09-18 | 22:00 | 71.6 | 892900.4246 | 892.9004 | 9291.0689 | 9.2911 | 9.2911 | 0 | 2.6546 | 0 | 6.7161 | 886.1843 | 886.1843 | 0 | 0
1997-09-18 | 23:00 | 71.6 | 0 | 0 | 0 | 0 | 0 | 0 | 0 | 0 | 0 | 0 | 0 | 0 | 0
1997-09-18 | 24:00 | 68 | 0 | 0 | 0 | 0 | 0 | 0 | 0 | 0 | 0 | 0 | 0 | 0 | 0
1997-09-19 | 1:00 | 66.2 | 0 | 0 | 0 | 0 | 0 | 0 | 0 | 0 | 0 | 0 | 0 | 0 | 0
1997-09-19 | 2:00 | 66.2 | 0 | 0 | 0 | 0 | 0 | 0 | 0 | 0 | 0 | 0 | 0 | 0 | 0
1997-09-19 | 3:00 | 64.4 | 0 | 0 | 0 | 0 | 0 | 0 | 0 | 0 | 0 | 0 | 0 | 0 | 0
1997-09-19 | 4:00 | 62.6 | 0 | 0 | 0 | 0 | 0 | 0 | 0 | 0 | 0 | 0 | 0 | 0 | 0
1997-09-19 | 5:00 | 62.6 | 0 | 0 | 0 | 0 | 0 | 0 | 0 | 0 | 0 | 0 | 0 | 0 | 0
1997-09-19 | 6:00 | 62.6 | 0 | 0 | 0 | 0 | 0 | 0 | 0 | 0 | 0 | 0 | 0 | 0 | 0
1997-09-19 | 7:00 | 68 | 512134.6331 | 512.1346 | 70701.0085 | 70.701 | 70.701 | 0 | 20.2003 | 0 | 51.1067 | 461.0279 | 461.0279 | 0 | 0
1997-09-19 | 8:00 | 71.6 | 816381.7241 | 816.3817 | 15859.8585 | 15.8599 | 15.8599 | 0 | 4.5314 | 0 | 11.4644 | 804.9173 | 804.9173 | 0 | 0
1997-09-19 | 9:00 | 77 | 1400270.6815 | 1400.2707 | 433.8102 | 0.43381 | 0.43381 | 0 | 0.12395 | 0 | 0.31358 | 1399.9571 | 1399.9571 | 0 | 0
1997-09-19 | 10:00 | 82.4 | 1600882.7199 | 1600.8827 | 273.8556 | 0.27386 | 0.27386 | 0 | 0.078244 | 0 | 0.19796 | 1600.6848 | 1600.6848 | 0 | 0
1997-09-19 | 11:00 | 86.36 | 1653324.2258 | 1653.3242 | 207.3021 | 0.2073 | 0.2073 | 0 | 0.059229 | 0 | 0.14985 | 1653.1744 | 1653.1744 | 0 | 0
1997-09-19 | 12:00 | 89.6 | 1536960.7635 | 1536.9608 | 239.0745 | 0.23907 | 0.23907 | 0 | 0.068307 | 0 | 0.17282 | 1536.7879 | 1536.7879 | 0 | 0
1997-09-19 | 13:00 | 91.22 | 1558992.2643 | 1558.9923 | 382.3749 | 0.38237 | 0.38237 | 0 | 0.10925 | 0 | 0.2764 | 1558.7159 | 1558.7159 | 0 | 0
1997-09-19 | 14:00 | 91.4 | 1871795.246 | 1871.7952 | 218.1094 | 0.21811 | 0.21811 | 0 | 0.062317 | 0 | 0.15766 | 1871.6376 | 1871.6376 | 0 | 0
1997-09-19 | 15:00 | 89.6 | 1948894.7011 | 1948.8947 | 128.7832 | 0.12878 | 0.12878 | 0 | 0.036795 | 0 | 0.093092 | 1948.8016 | 1948.8016 | 0 | 0
1997-09-19 | 16:00 | 87.8 | 1732869.3791 | 1732.8694 | 117.2412 | 0.11724 | 0.11724 | 0 | 0.033497 | 0 | 0.084749 | 1732.7846 | 1732.7846 | 0 | 0
1997-09-19 | 17:00 | 82.4 | 1438037.4962 | 1438.0375 | 103.9295 | 0.10393 | 0.10393 | 0 | 0.029694 | 0 | 0.075126 | 1437.9624 | 1437.9624 | 0 | 0
1997-09-19 | 18:00 | 80.6 | 968072.9143 | 968.0729 | 285.6378 | 0.28564 | 0.28564 | 0 | 0.081611 | 0 | 0.20648 | 967.8664 | 967.8664 | 0 | 0
1997-09-19 | 19:00 | 75.2 | 972499.5088 | 972.4995 | 357.9872 | 0.35799 | 0.35799 | 0 | 0.10228 | 0 | 0.25877 | 972.2407 | 972.2407 | 0 | 0
1997-09-19 | 20:00 | 73.4 | 1118707.2364 | 1118.7072 | 636.0657 | 0.63607 | 0.63607 | 0 | 0.18173 | 0 | 0.45978 | 1118.2475 | 1118.2475 | 0 | 0
1997-09-19 | 21:00 | 69.8 | 1028938.5675 | 1028.9386 | 6431.0969 | 6.4311 | 6.4311 | 0 | 1.8375 | 0 | 4.6488 | 1024.2898 | 1024.2898 | 0 | 0
1997-09-19 | 22:00 | 66.2 | 705217.8038 | 705.2178 | 9903.8002 | 9.9038 | 9.9038 | 0 | 2.8297 | 0 | 7.159 | 698.0588 | 698.0588 | 0 | 0
1997-09-19 | 23:00 | 66.2 | 0 | 0 | 0 | 0 | 0 | 0 | 0 | 0 | 0 | 0 | 0 | 0 | 0
1997-09-19 | 24:00 | 66.2 | 0 | 0 | 0 | 0 | 0 | 0 | 0 | 0 | 0 | 0 | 0 | 0 | 0
1997-09-20 | 1:00 | 64.4 | 0 | 0 | 0 | 0 | 0 | 0 | 0 | 0 | 0 | 0 | 0 | 0 | 0
1997-09-20 | 2:00 | 62.6 | 0 | 0 | 0 | 0 | 0 | 0 | 0 | 0 | 0 | 0 | 0 | 0 | 0
1997-09-20 | 3:00 | 64.4 | 0 | 0 | 0 | 0 | 0 | 0 | 0 | 0 | 0 | 0 | 0 | 0 | 0
1997-09-20 | 4:00 | 64.4 | 0 | 0 | 0 | 0 | 0 | 0 | 0 | 0 | 0 | 0 | 0 | 0 | 0
1997-09-20 | 5:00 | 64.4 | 0 | 0 | 0 | 0 | 0 | 0 | 0 | 0 | 0 | 0 | 0 | 0 | 0
1997-09-20 | 6:00 | 64.4 | 0 | 0 | 0 | 0 | 0 | 0 | 0 | 0 | 0 | 0 | 0 | 0 | 0
1997-09-20 | 7:00 | 64.4 | 563497.4271 | 563.4974 | 63142.8184 | 63.1428 | 63.1428 | 0 | 18.0408 | 0 | 45.6432 | 517.8542 | 517.8542 | 0 | 0
1997-09-20 | 8:00 | 64.4 | 644475.5368 | 644.4755 | 15412.4906 | 15.4125 | 15.4125 | 0 | 4.4036 | 0 | 11.141 | 633.3345 | 633.3345 | 0 | 0
1997-09-20 | 9:00 | 66.2 | 1027608.2229 | 1027.6082 | 415.3157 | 0.41532 | 0.41532 | 0 | 0.11866 | 0 | 0.30021 | 1027.308 | 1027.308 | 0 | 0
1997-09-20 | 10:00 | 69.8 | 1150548.7993 | 1150.5488 | 259.3383 | 0.25934 | 0.25934 | 0 | 0.074097 | 0 | 0.18746 | 1150.3613 | 1150.3613 | 0 | 0
1997-09-20 | 11:00 | 73.4 | 1297729.6445 | 1297.7296 | 160.3172 | 0.16032 | 0.16032 | 0 | 0.045805 | 0 | 0.11589 | 1297.6138 | 1297.6138 | 0 | 0
1997-09-20 | 12:00 | 78.8 | 1463386.1016 | 1463.3861 | 313.2018 | 0.3132 | 0.3132 | 0 | 0.089486 | 0 | 0.2264 | 1463.1597 | 1463.1597 | 0 | 0
1997-09-20 | 13:00 | 82.4 | 1554434.482 | 1554.4345 | 605.6572 | 0.60566 | 0.60566 | 0 | 0.17304 | 0 | 0.4378 | 1553.9967 | 1553.9967 | 0 | 0
1997-09-20 | 14:00 | 84.2 | 1791301.6894 | 1791.3017 | 221.6608 | 0.22166 | 0.22166 | 0 | 0.063332 | 0 | 0.16023 | 1791.1415 | 1791.1415 | 0 | 0
1997-09-20 | 15:00 | 84.2 | 1948894.7011 | 1948.8947 | 99.5372 | 0.099537 | 0.099537 | 0 | 0.028439 | 0 | 0.071951 | 1948.8227 | 1948.8227 | 0 | 0
1997-09-20 | 16:00 | 80.6 | 1948894.7011 | 1948.8947 | 91.6044 | 0.091604 | 0.091604 | 0 | 0.026173 | 0 | 0.066217 | 1948.8285 | 1948.8285 | 0 | 0
1997-09-20 | 17:00 | 77 | 1654543.8037 | 1654.5438 | 80.9069 | 0.080907 | 0.080907 | 0 | 0.023116 | 0 | 0.058484 | 1654.4853 | 1654.4853 | 0 | 0
1997-09-20 | 18:00 | 71.6 | 1170833.5743 | 1170.8336 | 258.2303 | 0.25823 | 0.25823 | 0 | 0.07378 | 0 | 0.18666 | 1170.6469 | 1170.6469 | 0 | 0
1997-09-20 | 19:00 | 68 | 1071375.0536 | 1071.3751 | 361.2882 | 0.36129 | 0.36129 | 0 | 0.10323 | 0 | 0.26116 | 1071.1139 | 1071.1139 | 0 | 0
1997-09-20 | 20:00 | 66.2 | 972541.4152 | 972.5414 | 1719.5206 | 1.7195 | 1.7195 | 0 | 0.49129 | 0 | 1.243 | 971.2984 | 971.2984 | 0 | 0
1997-09-20 | 21:00 | 66.2 | 863003.9762 | 863.004 | 7793.8333 | 7.7938 | 7.7938 | 0 | 2.2268 | 0 | 5.6338 | 857.3701 | 857.3701 | 0 | 0
1997-09-20 | 22:00 | 66.2 | 667705.9928 | 667.706 | 11823.19 | 11.8232 | 11.8232 | 0 | 3.3781 | 0 | 8.5465 | 659.1595 | 659.1595 | 0 | 0
1997-09-20 | 23:00 | 66.2 | 0 | 0 | 0 | 0 | 0 | 0 | 0 | 0 | 0 | 0 | 0 | 0 | 0
1997-09-20 | 24:00 | 66.2 | 0 | 0 | 0 | 0 | 0 | 0 | 0 | 0 | 0 | 0 | 0 | 0 | 0
1997-09-21 | 1:00 | 66.2 | 0 | 0 | 0 | 0 | 0 | 0 | 0 | 0 | 0 | 0 | 0 | 0 | 0
1997-09-21 | 2:00 | 66.2 | 0 | 0 | 0 | 0 | 0 | 0 | 0 | 0 | 0 | 0 | 0 | 0 | 0
1997-09-21 | 3:00 | 64.4 | 0 | 0 | 0 | 0 | 0 | 0 | 0 | 0 | 0 | 0 | 0 | 0 | 0
1997-09-21 | 4:00 | 65.84 | 0 | 0 | 0 | 0 | 0 | 0 | 0 | 0 | 0 | 0 | 0 | 0 | 0
1997-09-21 | 5:00 | 67.46 | 0 | 0 | 0 | 0 | 0 | 0 | 0 | 0 | 0 | 0 | 0 | 0 | 0
1997-09-21 | 6:00 | 68.9 | 0 | 0 | 0 | 0 | 0 | 0 | 0 | 0 | 0 | 0 | 0 | 0 | 0
1997-09-21 | 7:00 | 70.52 | 442682.8477 | 442.6828 | 57023.8146 | 57.0238 | 57.0238 | 0 | 16.2925 | 0 | 41.2201 | 401.4628 | 401.4628 | 0 | 0
1997-09-21 | 8:00 | 71.96 | 481369.8039 | 481.3698 | 13669.3794 | 13.6694 | 13.6694 | 0 | 3.9055 | 0 | 9.881 | 471.4888 | 471.4888 | 0 | 0
1997-09-21 | 9:00 | 75.38 | 772631.5166 | 772.6315 | 438.1743 | 0.43817 | 0.43817 | 0 | 0.12519 | 0 | 0.31674 | 772.3148 | 772.3148 | 0 | 0
1997-09-21 | 10:00 | 80.42 | 935400.2695 | 935.4003 | 294.2958 | 0.2943 | 0.2943 | 0 | 0.084085 | 0 | 0.21273 | 935.1875 | 935.1875 | 0 | 0
1997-09-21 | 11:00 | 83.84 | 1084702.6798 | 1084.7027 | 158.166 | 0.15817 | 0.15817 | 0 | 0.04519 | 0 | 0.11433 | 1084.5883 | 1084.5883 | 0 | 0
1997-09-21 | 12:00 | 85.28 | 1130591.8525 | 1130.5919 | 286.2476 | 0.28625 | 0.28625 | 0 | 0.081785 | 0 | 0.20692 | 1130.3849 | 1130.3849 | 0 | 0
1997-09-21 | 13:00 | 86.9 | 1134487.3733 | 1134.4874 | 544.0382 | 0.54404 | 0.54404 | 0 | 0.15544 | 0 | 0.39326 | 1134.0941 | 1134.0941 | 0 | 0
1997-09-21 | 14:00 | 88.34 | 1218902.8458 | 1218.9028 | 166.7257 | 0.16673 | 0.16673 | 0 | 0.047636 | 0 | 0.12052 | 1218.7823 | 1218.7823 | 0 | 0
1997-09-21 | 15:00 | 89.96 | 1361704.6692 | 1361.7047 | 85.6404 | 0.08564 | 0.08564 | 0 | 0.024469 | 0 | 0.061906 | 1361.6428 | 1361.6428 | 0 | 0
1997-09-21 | 16:00 | 89.6 | 1400749.9945 | 1400.75 | 78.3874 | 0.078387 | 0.078387 | 0 | 0.022396 | 0 | 0.056663 | 1400.6933 | 1400.6933 | 0 | 0
1997-09-21 | 17:00 | 86.18 | 1304296.9784 | 1304.297 | 68.5352 | 0.068535 | 0.068535 | 0 | 0.019581 | 0 | 0.049541 | 1304.2474 | 1304.2474 | 0 | 0
1997-09-21 | 18:00 | 82.76 | 998109.4732 | 998.1095 | 242.1397 | 0.24214 | 0.24214 | 0 | 0.069183 | 0 | 0.17503 | 997.9344 | 997.9344 | 0 | 0
1997-09-21 | 19:00 | 81.14 | 888157.6331 | 888.1576 | 312.6375 | 0.31264 | 0.31264 | 0 | 0.089325 | 0 | 0.22599 | 887.9316 | 887.9316 | 0 | 0
1997-09-21 | 20:00 | 79.34 | 868946.5766 | 868.9466 | 484.9095 | 0.48491 | 0.48491 | 0 | 0.13855 | 0 | 0.35052 | 868.5961 | 868.5961 | 0 | 0
1997-09-21 | 21:00 | 75.92 | 704929.029 | 704.929 | 5514.6206 | 5.5146 | 5.5146 | 0 | 1.5756 | 0 | 3.9863 | 700.9427 | 700.9427 | 0 | 0
1997-09-21 | 22:00 | 74.3 | 514185.7442 | 514.1857 | 9353.3796 | 9.3534 | 9.3534 | 0 | 2.6724 | 0 | 6.7612 | 507.4246 | 507.4246 | 0 | 0
1997-09-21 | 23:00 | 72.68 | 0 | 0 | 0 | 0 | 0 | 0 | 0 | 0 | 0 | 0 | 0 | 0 | 0
1997-09-21 | 24:00 | 71.06 | 0 | 0 | 0 | 0 | 0 | 0 | 0 | 0 | 0 | 0 | 0 | 0 | 0
1997-09-22 | 1:00 | 69.44 | 0 | 0 | 0 | 0 | 0 | 0 | 0 | 0 | 0 | 0 | 0 | 0 | 0
1997-09-22 | 2:00 | 67.64 | 0 | 0 | 0 | 0 | 0 | 0 | 0 | 0 | 0 | 0 | 0 | 0 | 0
1997-09-22 | 3:00 | 64.22 | 0 | 0 | 0 | 0 | 0 | 0 | 0 | 0 | 0 | 0 | 0 | 0 | 0
1997-09-22 | 4:00 | 62.6 | 0 | 0 | 0 | 0 | 0 | 0 | 0 | 0 | 0 | 0 | 0 | 0 | 0
1997-09-22 | 5:00 | 62.6 | 0 | 0 | 0 | 0 | 0 | 0 | 0 | 0 | 0 | 0 | 0 | 0 | 0
1997-09-22 | 6:00 | 62.6 | 0 | 0 | 0 | 0 | 0 | 0 | 0 | 0 | 0 | 0 | 0 | 0 | 0
1997-09-22 | 7:00 | 64.4 | 322806.9009 | 322.8069 | 55253.1571 | 55.2532 | 55.2532 | 0 | 15.7866 | 0 | 39.9401 | 282.8668 | 282.8668 | 0 | 0
1997-09-22 | 8:00 | 64.4 | 355935.4454 | 355.9354 | 13466.6988 | 13.4667 | 13.4667 | 0 | 3.8476 | 0 | 9.7345 | 346.2009 | 346.2009 | 0 | 0
1997-09-22 | 9:00 | 68 | 622964.5317 | 622.9645 | 300.9734 | 0.30097 | 0.30097 | 0 | 0.085992 | 0 | 0.21756 | 622.747 | 622.747 | 0 | 0
1997-09-22 | 10:00 | 68 | 604609.9027 | 604.6099 | 214.7956 | 0.2148 | 0.2148 | 0 | 0.06137 | 0 | 0.15527 | 604.4546 | 604.4546 | 0 | 0
1997-09-22 | 11:00 | 69.8 | 592478.6807 | 592.4787 | 138.0851 | 0.13809 | 0.13809 | 0 | 0.039453 | 0 | 0.099816 | 592.3789 | 592.3789 | 0 | 0
1997-09-22 | 12:00 | 71.6 | 655397.8011 | 655.3978 | 311.4139 | 0.31141 | 0.31141 | 0 | 0.088975 | 0 | 0.22511 | 655.1727 | 655.1727 | 0 | 0
1997-09-22 | 13:00 | 71.6 | 638865.6614 | 638.8657 | 633.1533 | 0.63315 | 0.63315 | 0 | 0.1809 | 0 | 0.45768 | 638.408 | 638.408 | 0 | 0
1997-09-22 | 14:00 | 71.6 | 667792.7102 | 667.7927 | 282.2051 | 0.28221 | 0.28221 | 0 | 0.08063 | 0 | 0.20399 | 667.5887 | 667.5887 | 0 | 0
1997-09-22 | 15:00 | 71.6 | 709946.5283 | 709.9465 | 82.4305 | 0.08243 | 0.08243 | 0 | 0.023552 | 0 | 0.059585 | 709.8869 | 709.8869 | 0 | 0
1997-09-22 | 16:00 | 71.6 | 810003.7548 | 810.0038 | 75.7271 | 0.075727 | 0.075727 | 0 | 0.021636 | 0 | 0.05474 | 809.949 | 809.949 | 0 | 0
1997-09-22 | 17:00 | 69.8 | 803538.1697 | 803.5382 | 66.7667 | 0.066767 | 0.066767 | 0 | 0.019076 | 0 | 0.048263 | 803.4899 | 803.4899 | 0 | 0
1997-09-22 | 18:00 | 66.2 | 624505.518 | 624.5055 | 422.8667 | 0.42287 | 0.42287 | 0 | 0.12082 | 0 | 0.30567 | 624.1998 | 624.1998 | 0 | 0
1997-09-22 | 19:00 | 64.4 | 618632.7808 | 618.6328 | 756.8856 | 0.75689 | 0.75689 | 0 | 0.21625 | 0 | 0.54712 | 618.0857 | 618.0857 | 0 | 0
1997-09-22 | 20:00 | 64.4 | 579905.1418 | 579.9051 | 2969.8483 | 2.9698 | 2.9698 | 0 | 0.84853 | 0 | 2.1468 | 577.7584 | 577.7584 | 0 | 0
1997-09-22 | 21:00 | 62.6 | 654538.0862 | 654.5381 | 8915.0959 | 8.9151 | 8.9151 | 0 | 2.5472 | 0 | 6.4443 | 648.0937 | 648.0937 | 0 | 0
1997-09-22 | 22:00 | 62.6 | 572940.776 | 572.9408 | 14264.0223 | 14.264 | 14.264 | 0 | 4.0754 | 0 | 10.3109 | 562.6299 | 562.6299 | 0 | 0
1997-09-22 | 23:00 | 62.6 | 0 | 0 | 0 | 0 | 0 | 0 | 0 | 0 | 0 | 0 | 0 | 0 | 0
1997-09-22 | 24:00 | 62.6 | 0 | 0 | 0 | 0 | 0 | 0 | 0 | 0 | 0 | 0 | 0 | 0 | 0
1997-09-23 | 1:00 | 60.8 | 0 | 0 | 0 | 0 | 0 | 0 | 0 | 0 | 0 | 0 | 0 | 0 | 0
1997-09-23 | 2:00 | 60.8 | 0 | 0 | 0 | 0 | 0 | 0 | 0 | 0 | 0 | 0 | 0 | 0 | 0
1997-09-23 | 3:00 | 62.6 | 0 | 0 | 0 | 0 | 0 | 0 | 0 | 0 | 0 | 0 | 0 | 0 | 0
1997-09-23 | 4:00 | 62.6 | 0 | 0 | 0 | 0 | 0 | 0 | 0 | 0 | 0 | 0 | 0 | 0 | 0
1997-09-23 | 5:00 | 62.6 | 0 | 0 | 0 | 0 | 0 | 0 | 0 | 0 | 0 | 0 | 0 | 0 | 0
1997-09-23 | 6:00 | 60.8 | 0 | 0 | 0 | 0 | 0 | 0 | 0 | 0 | 0 | 0 | 0 | 0 | 0
1997-09-23 | 7:00 | 62.6 | 346471.8679 | 346.4719 | 76276.5779 | 76.2766 | 76.2766 | 0 | 21.7933 | 0 | 55.1371 | 291.3348 | 291.3348 | 0 | 0
1997-09-23 | 8:00 | 66.2 | 367089.4913 | 367.0895 | 46900.3915 | 46.9004 | 46.9004 | 0 | 13.4001 | 0 | 33.9023 | 333.1872 | 333.1872 | 0 | 0
1997-09-23 | 9:00 | 68 | 499817.0904 | 499.8171 | 21723.049 | 21.723 | 21.723 | 0 | 6.2066 | 0 | 15.7027 | 484.1144 | 484.1144 | 0 | 0
1997-09-23 | 10:00 | 71.6 | 604361.2056 | 604.3612 | 2725.4207 | 2.7254 | 2.7254 | 0 | 0.77869 | 0 | 1.9701 | 602.3911 | 602.3911 | 0 | 0
1997-09-23 | 11:00 | 71.6 | 541762.0161 | 541.762 | 2219.6119 | 2.2196 | 2.2196 | 0 | 0.63417 | 0 | 1.6045 | 540.1576 | 540.1576 | 0 | 0
1997-09-23 | 12:00 | 73.4 | 544796.5393 | 544.7965 | 2385.3225 | 2.3853 | 2.3853 | 0 | 0.68152 | 0 | 1.7242 | 543.0723 | 543.0723 | 0 | 0
1997-09-23 | 13:00 | 73.4 | 551331.3861 | 551.3314 | 5453.874 | 5.4539 | 5.4539 | 0 | 1.5582 | 0 | 3.9424 | 547.389 | 547.389 | 0 | 0
1997-09-23 | 14:00 | 75.2 | 609817.9725 | 609.818 | 2231.8451 | 2.2318 | 2.2318 | 0 | 0.63767 | 0 | 1.6133 | 608.2047 | 608.2047 | 0 | 0
1997-09-23 | 15:00 | 73.4 | 677552.2337 | 677.5522 | 3041.7506 | 3.0418 | 3.0418 | 0 | 0.86907 | 0 | 2.1988 | 675.3535 | 675.3535 | 0 | 0
1997-09-23 | 16:00 | 73.4 | 604372.0331 | 604.372 | 3482.5238 | 3.4825 | 3.4825 | 0 | 0.99501 | 0 | 2.5174 | 601.8547 | 601.8547 | 0 | 0
1997-09-23 | 17:00 | 71.6 | 477970.8974 | 477.9709 | 3278.1134 | 3.2781 | 3.2781 | 0 | 0.9366 | 0 | 2.3696 | 475.6013 | 475.6013 | 0 | 0
1997-09-23 | 18:00 | 69.8 | 348863.516 | 348.8635 | 23224.276 | 23.2243 | 23.2243 | 0 | 6.6355 | 0 | 16.7878 | 332.0757 | 332.0757 | 0 | 0
1997-09-23 | 19:00 | 66.2 | 256888.8274 | 256.8888 | 1864.9965 | 1.865 | 1.865 | 0 | 0.53286 | 0 | 1.3481 | 255.5407 | 255.5407 | 0 | 0
1997-09-23 | 20:00 | 64.4 | 207077.1078 | 207.0771 | 18250.6504 | 18.2507 | 18.2507 | 0 | 5.2145 | 0 | 13.1926 | 193.8845 | 193.8845 | 0 | 0
1997-09-23 | 21:00 | 60.8 | 151736.4748 | 151.7365 | 25533.6311 | 25.5336 | 25.5336 | 0 | 7.2953 | 0 | 18.4572 | 133.2793 | 133.2793 | 0 | 0
1997-09-23 | 22:00 | 60.8 | 118864.0197 | 118.864 | 30689.2313 | 30.6892 | 30.6892 | 0 | 8.7684 | 0 | 22.1839 | 96.6801 | 96.6801 | 0 | 0
1997-09-23 | 23:00 | 60.8 | 0 | 0 | 0 | 0 | 0 | 0 | 0 | 0 | 0 | 0 | 0 | 0 | 0
1997-09-23 | 24:00 | 57.2 | 0 | 0 | 0 | 0 | 0 | 0 | 0 | 0 | 0 | 0 | 0 | 0 | 0
1997-09-24 | 1:00 | 55.4 | 0 | 0 | 0 | 0 | 0 | 0 | 0 | 0 | 0 | 0 | 0 | 0 | 0
1997-09-24 | 2:00 | 55.4 | 0 | 0 | 0 | 0 | 0 | 0 | 0 | 0 | 0 | 0 | 0 | 0 | 0
1997-09-24 | 3:00 | 55.4 | 0 | 0 | 0 | 0 | 0 | 0 | 0 | 0 | 0 | 0 | 0 | 0 | 0
1997-09-24 | 4:00 | 55.4 | 0 | 0 | 0 | 0 | 0 | 0 | 0 | 0 | 0 | 0 | 0 | 0 | 0
1997-09-24 | 5:00 | 53.6 | 0 | 0 | 0 | 0 | 0 | 0 | 0 | 0 | 0 | 0 | 0 | 0 | 0
1997-09-24 | 6:00 | 53.6 | 0 | 0 | 0 | 0 | 0 | 0 | 0 | 0 | 0 | 0 | 0 | 0 | 0
1997-09-24 | 7:00 | 57.2 | 25358.9358 | 25.3589 | 31890.0522 | 31.8901 | 31.8901 | 0 | 9.1114 | 0 | 23.052 | 2.307 | 2.307 | 0 | 0
1997-09-24 | 8:00 | 62.6 | 109477.3474 | 109.4773 | 31717.4539 | 31.7175 | 31.7175 | 0 | 9.0621 | 0 | 22.9272 | 86.5502 | 86.5502 | 0 | 0
1997-09-24 | 9:00 | 68 | 228052.1652 | 228.0522 | 28215.3461 | 28.2153 | 28.2153 | 0 | 8.0615 | 0 | 20.3957 | 207.6565 | 207.6565 | 0 | 0
1997-09-24 | 10:00 | 73.4 | 338375.4463 | 338.3754 | 24811.8571 | 24.8119 | 24.8119 | 0 | 7.0891 | 0 | 17.9354 | 320.44 | 320.44 | 0 | 0
1997-09-24 | 11:00 | 75.2 | 403546.181 | 403.5462 | 8665.8456 | 8.6658 | 8.6658 | 0 | 2.476 | 0 | 6.2642 | 397.282 | 397.282 | 0 | 0
1997-09-24 | 12:00 | 80.6 | 478673.0957 | 478.6731 | 7982.2736 | 7.9823 | 7.9823 | 0 | 2.2806 | 0 | 5.77 | 472.9031 | 472.9031 | 0 | 0
1997-09-24 | 13:00 | 86 | 626676.0648 | 626.6761 | 26311.9502 | 26.312 | 26.312 | 0 | 7.5177 | 0 | 19.0198 | 607.6563 | 607.6563 | 0 | 0
1997-09-24 | 14:00 | 87.8 | 671590.3212 | 671.5903 | 29768.9602 | 29.769 | 29.769 | 0 | 8.5054 | 0 | 21.5187 | 650.0716 | 650.0716 | 0 | 0
1997-09-24 | 15:00 | 89.6 | 695808.3249 | 695.8083 | 29131.446 | 29.1314 | 29.1314 | 0 | 8.3233 | 0 | 21.0579 | 674.7505 | 674.7505 | 0 | 0
1997-09-24 | 16:00 | 87.8 | 693920.3543 | 693.9204 | 23437.3831 | 23.4374 | 23.4374 | 0 | 6.6964 | 0 | 16.9419 | 676.9785 | 676.9785 | 0 | 0
1997-09-24 | 17:00 | 82.4 | 681491.8262 | 681.4918 | 29732.06 | 29.7321 | 29.7321 | 0 | 8.4949 | 0 | 21.492 | 659.9998 | 659.9998 | 0 | 0
1997-09-24 | 18:00 | 77 | 669303.2921 | 669.3033 | 25873.06 | 25.8731 | 25.8731 | 0 | 7.3923 | 0 | 18.7025 | 650.6008 | 650.6008 | 0 | 0
1997-09-24 | 19:00 | 73.4 | 646612.067 | 646.6121 | 30872.8376 | 30.8728 | 30.8728 | 0 | 8.8208 | 0 | 22.3167 | 624.2954 | 624.2954 | 0 | 0
1997-09-24 | 20:00 | 69.8 | 577043.9188 | 577.0439 | 34031.2309 | 34.0312 | 34.0312 | 0 | 9.7232 | 0 | 24.5997 | 552.4442 | 552.4442 | 0 | 0
1997-09-24 | 21:00 | 66.2 | 463821.4973 | 463.8215 | 39002.4838 | 39.0025 | 39.0025 | 0 | 11.1436 | 0 | 28.1932 | 435.6283 | 435.6283 | 0 | 0
1997-09-24 | 22:00 | 64.4 | 384279.0564 | 384.2791 | 43489.5952 | 43.4896 | 43.4896 | 0 | 12.4256 | 0 | 31.4368 | 352.8423 | 352.8423 | 0 | 0
1997-09-24 | 23:00 | 62.6 | 0 | 0 | 0 | 0 | 0 | 0 | 0 | 0 | 0 | 0 | 0 | 0 | 0
1997-09-24 | 24:00 | 60.8 | 0 | 0 | 0 | 0 | 0 | 0 | 0 | 0 | 0 | 0 | 0 | 0 | 0
1997-09-25 | 1:00 | 60.8 | 0 | 0 | 0 | 0 | 0 | 0 | 0 | 0 | 0 | 0 | 0 | 0 | 0
1997-09-25 | 2:00 | 57.2 | 0 | 0 | 0 | 0 | 0 | 0 | 0 | 0 | 0 | 0 | 0 | 0 | 0
1997-09-25 | 3:00 | 57.2 | 0 | 0 | 0 | 0 | 0 | 0 | 0 | 0 | 0 | 0 | 0 | 0 | 0
1997-09-25 | 4:00 | 53.6 | 0 | 0 | 0 | 0 | 0 | 0 | 0 | 0 | 0 | 0 | 0 | 0 | 0
1997-09-25 | 5:00 | 53.6 | 0 | 0 | 0 | 0 | 0 | 0 | 0 | 0 | 0 | 0 | 0 | 0 | 0
1997-09-25 | 6:00 | 55.4 | 0 | 0 | 0 | 0 | 0 | 0 | 0 | 0 | 0 | 0 | 0 | 0 | 0
1997-09-25 | 7:00 | 60.8 | 97153.088 | 97.1531 | 145060.3068 | 145.0603 | 145.0603 | 0 | 39.2055 | 0 | 99.1899 | -2.0368 | 0 | 0 | 0
1997-09-25 | 8:00 | 69.8 | 266512.7269 | 266.5127 | 39221.5549 | 39.2216 | 39.2216 | 0 | 11.2062 | 0 | 28.3516 | 238.1611 | 238.1611 | 0 | 0
1997-09-25 | 9:00 | 78.8 | 723297.258 | 723.2973 | 2563.7634 | 2.5638 | 2.5638 | 0 | 0.7325 | 0 | 1.8532 | 721.444 | 721.444 | 0 | 0
1997-09-25 | 10:00 | 86 | 969746.2539 | 969.7463 | 1986.0077 | 1.986 | 1.986 | 0 | 0.56743 | 0 | 1.4356 | 968.3107 | 968.3107 | 0 | 0
1997-09-25 | 11:00 | 89.6 | 1130886.7228 | 1130.8867 | 1966.1724 | 1.9662 | 1.9662 | 0 | 0.56176 | 0 | 1.4213 | 1129.4655 | 1129.4655 | 0 | 0
1997-09-25 | 12:00 | 91.4 | 1172304.7393 | 1172.3047 | 1594.6037 | 1.5946 | 1.5946 | 0 | 0.4556 | 0 | 1.1527 | 1171.1521 | 1171.1521 | 0 | 0
1997-09-25 | 13:00 | 93.2 | 1162311.1898 | 1162.3112 | 1715.3391 | 1.7153 | 1.7153 | 0 | 0.4901 | 0 | 1.2399 | 1161.0712 | 1161.0712 | 0 | 0
1997-09-25 | 14:00 | 93.2 | 1266584.0284 | 1266.584 | 1108.3333 | 1.1083 | 1.1083 | 0 | 0.31667 | 0 | 0.80117 | 1265.7829 | 1265.7829 | 0 | 0
1997-09-25 | 15:00 | 93.2 | 1376618.5598 | 1376.6186 | 442.4232 | 0.44242 | 0.44242 | 0 | 0.12641 | 0 | 0.31981 | 1376.2988 | 1376.2988 | 0 | 0
1997-09-25 | 16:00 | 89.6 | 1305581.3335 | 1305.5813 | 285.3702 | 0.28537 | 0.28537 | 0 | 0.081534 | 0 | 0.20628 | 1305.3751 | 1305.3751 | 0 | 0
1997-09-25 | 17:00 | 87.8 | 1264015.2947 | 1264.0153 | 236.9894 | 0.23699 | 0.23699 | 0 | 0.067711 | 0 | 0.17131 | 1263.844 | 1263.844 | 0 | 0
1997-09-25 | 18:00 | 82.4 | 1160986.5426 | 1160.9865 | 572.7457 | 0.57275 | 0.57275 | 0 | 0.16364 | 0 | 0.41401 | 1160.5725 | 1160.5725 | 0 | 0
1997-09-25 | 19:00 | 77 | 1130342.0371 | 1130.342 | 839.2526 | 0.83925 | 0.83925 | 0 | 0.23979 | 0 | 0.60666 | 1129.7354 | 1129.7354 | 0 | 0
1997-09-25 | 20:00 | 73.4 | 900148.0507 | 900.1481 | 2101.5165 | 2.1015 | 2.1015 | 0 | 0.60043 | 0 | 1.5191 | 898.629 | 898.629 | 0 | 0
1997-09-25 | 21:00 | 71.6 | 551699.4516 | 551.6995 | 8903.9828 | 8.904 | 8.904 | 0 | 2.544 | 0 | 6.4363 | 545.2631 | 545.2631 | 0 | 0
1997-09-25 | 22:00 | 69.8 | 402419.0536 | 402.4191 | 13993.1013 | 13.9931 | 13.9931 | 0 | 3.998 | 0 | 10.115 | 392.304 | 392.304 | 0 | 0
1997-09-25 | 23:00 | 66.2 | 0 | 0 | 0 | 0 | 0 | 0 | 0 | 0 | 0 | 0 | 0 | 0 | 0
1997-09-25 | 24:00 | 62.6 | 0 | 0 | 0 | 0 | 0 | 0 | 0 | 0 | 0 | 0 | 0 | 0 | 0
1997-09-26 | 1:00 | 62.6 | 0 | 0 | 0 | 0 | 0 | 0 | 0 | 0 | 0 | 0 | 0 | 0 | 0
1997-09-26 | 2:00 | 62.6 | 0 | 0 | 0 | 0 | 0 | 0 | 0 | 0 | 0 | 0 | 0 | 0 | 0
1997-09-26 | 3:00 | 60.8 | 0 | 0 | 0 | 0 | 0 | 0 | 0 | 0 | 0 | 0 | 0 | 0 | 0
1997-09-26 | 4:00 | 59 | 0 | 0 | 0 | 0 | 0 | 0 | 0 | 0 | 0 | 0 | 0 | 0 | 0
1997-09-26 | 5:00 | 57.2 | 0 | 0 | 0 | 0 | 0 | 0 | 0 | 0 | 0 | 0 | 0 | 0 | 0
1997-09-26 | 6:00 | 57.2 | 0 | 0 | 0 | 0 | 0 | 0 | 0 | 0 | 0 | 0 | 0 | 0 | 0
1997-09-26 | 7:00 | 62.6 | 133493.4254 | 133.4934 | 102987.2397 | 102.9872 | 102.9872 | 0 | 29.4249 | 0 | 74.4451 | 59.0484 | 59.0484 | 0 | 0
1997-09-26 | 8:00 | 69.8 | 290284.2293 | 290.2842 | 28310.2047 | 28.3102 | 28.3102 | 0 | 8.0886 | 0 | 20.4642 | 269.82 | 269.82 | 0 | 0
1997-09-26 | 9:00 | 73.4 | 628958.4039 | 628.9584 | 1816.854 | 1.8169 | 1.8169 | 0 | 0.5191 | 0 | 1.3133 | 627.6451 | 627.6451 | 0 | 0
1997-09-26 | 10:00 | 78.8 | 778380.7216 | 778.3807 | 1745.7085 | 1.7457 | 1.7457 | 0 | 0.49877 | 0 | 1.2619 | 777.1188 | 777.1188 | 0 | 0
1997-09-26 | 11:00 | 82.4 | 936091.438 | 936.0914 | 1481.8415 | 1.4818 | 1.4818 | 0 | 0.42338 | 0 | 1.0712 | 935.0203 | 935.0203 | 0 | 0
1997-09-26 | 12:00 | 86 | 1052382.1828 | 1052.3822 | 783.4483 | 0.78345 | 0.78345 | 0 | 0.22384 | 0 | 0.56632 | 1051.8159 | 1051.8159 | 0 | 0
1997-09-26 | 13:00 | 87.8 | 1229564.0523 | 1229.5641 | 1117.6526 | 1.1177 | 1.1177 | 0 | 0.31933 | 0 | 0.8079 | 1228.7561 | 1228.7561 | 0 | 0
1997-09-26 | 14:00 | 87.62 | 1468103.5797 | 1468.1036 | 576.1796 | 0.57618 | 0.57618 | 0 | 0.16462 | 0 | 0.4165 | 1467.6871 | 1467.6871 | 0 | 0
1997-09-26 | 15:00 | 86 | 1494256.2251 | 1494.2562 | 147.8054 | 0.14781 | 0.14781 | 0 | 0.04223 | 0 | 0.10684 | 1494.1494 | 1494.1494 | 0 | 0
1997-09-26 | 16:00 | 82.4 | 1384308.0957 | 1384.3081 | 131.5244 | 0.13152 | 0.13152 | 0 | 0.037578 | 0 | 0.095073 | 1384.213 | 1384.213 | 0 | 0
1997-09-26 | 17:00 | 80.6 | 1348633.4541 | 1348.6335 | 116.365 | 0.11637 | 0.11637 | 0 | 0.033247 | 0 | 0.084115 | 1348.5493 | 1348.5493 | 0 | 0
1997-09-26 | 18:00 | 75.2 | 1080902.1482 | 1080.9021 | 360.2336 | 0.36023 | 0.36023 | 0 | 0.10292 | 0 | 0.2604 | 1080.6418 | 1080.6418 | 0 | 0
1997-09-26 | 19:00 | 71.6 | 1120514.6828 | 1120.5147 | 643.6553 | 0.64366 | 0.64366 | 0 | 0.1839 | 0 | 0.46527 | 1120.0494 | 1120.0494 | 0 | 0
1997-09-26 | 20:00 | 69.8 | 1049052.3461 | 1049.0523 | 2800.343 | 2.8003 | 2.8003 | 0 | 0.8001 | 0 | 2.0242 | 1047.0281 | 1047.0281 | 0 | 0
1997-09-26 | 21:00 | 68 | 936332.1323 | 936.3321 | 10429.6383 | 10.4296 | 10.4296 | 0 | 2.9799 | 0 | 7.5391 | 928.793 | 928.793 | 0 | 0
1997-09-26 | 22:00 | 66.2 | 678535.7215 | 678.5357 | 15617.8865 | 15.6179 | 15.6179 | 0 | 4.4623 | 0 | 11.2895 | 667.2462 | 667.2462 | 0 | 0
1997-09-26 | 23:00 | 66.2 | 0 | 0 | 0 | 0 | 0 | 0 | 0 | 0 | 0 | 0 | 0 | 0 | 0
1997-09-26 | 24:00 | 64.4 | 0 | 0 | 0 | 0 | 0 | 0 | 0 | 0 | 0 | 0 | 0 | 0 | 0
1997-09-27 | 1:00 | 62.6 | 0 | 0 | 0 | 0 | 0 | 0 | 0 | 0 | 0 | 0 | 0 | 0 | 0
1997-09-27 | 2:00 | 60.8 | 0 | 0 | 0 | 0 | 0 | 0 | 0 | 0 | 0 | 0 | 0 | 0 | 0
1997-09-27 | 3:00 | 60.8 | 0 | 0 | 0 | 0 | 0 | 0 | 0 | 0 | 0 | 0 | 0 | 0 | 0
1997-09-27 | 4:00 | 62.6 | 0 | 0 | 0 | 0 | 0 | 0 | 0 | 0 | 0 | 0 | 0 | 0 | 0
1997-09-27 | 5:00 | 62.6 | 0 | 0 | 0 | 0 | 0 | 0 | 0 | 0 | 0 | 0 | 0 | 0 | 0
1997-09-27 | 6:00 | 62.6 | 0 | 0 | 0 | 0 | 0 | 0 | 0 | 0 | 0 | 0 | 0 | 0 | 0
1997-09-27 | 7:00 | 64.4 | 514967.1368 | 514.9671 | 78425.9351 | 78.4259 | 78.4259 | 0 | 22.4074 | 0 | 56.6907 | 458.2764 | 458.2764 | 0 | 0
1997-09-27 | 8:00 | 64.4 | 579618.972 | 579.619 | 19801.2803 | 19.8013 | 19.8013 | 0 | 5.6575 | 0 | 14.3135 | 565.3055 | 565.3055 | 0 | 0
1997-09-27 | 9:00 | 64.4 | 948328.5751 | 948.3286 | 1010.868 | 1.0109 | 1.0109 | 0 | 0.28882 | 0 | 0.73071 | 947.5979 | 947.5979 | 0 | 0
1997-09-27 | 10:00 | 64.4 | 952647.52 | 952.6475 | 540.4382 | 0.54044 | 0.54044 | 0 | 0.15441 | 0 | 0.39066 | 952.2569 | 952.2569 | 0 | 0
1997-09-27 | 11:00 | 66.2 | 1000420.2106 | 1000.4202 | 355.1155 | 0.35512 | 0.35512 | 0 | 0.10146 | 0 | 0.2567 | 1000.1635 | 1000.1635 | 0 | 0
1997-09-27 | 12:00 | 66.2 | 978570.6671 | 978.5707 | 500.7774 | 0.50078 | 0.50078 | 0 | 0.14308 | 0 | 0.36199 | 978.2087 | 978.2087 | 0 | 0
1997-09-27 | 13:00 | 69.8 | 967813.283 | 967.8133 | 822.8353 | 0.82284 | 0.82284 | 0 | 0.2351 | 0 | 0.59479 | 967.2185 | 967.2185 | 0 | 0
1997-09-27 | 14:00 | 73.4 | 1171725.1378 | 1171.7251 | 457.7807 | 0.45778 | 0.45778 | 0 | 0.13079 | 0 | 0.33091 | 1171.3942 | 1171.3942 | 0 | 0
1997-09-27 | 15:00 | 75.2 | 1375846.4234 | 1375.8464 | 143.7091 | 0.14371 | 0.14371 | 0 | 0.04106 | 0 | 0.10388 | 1375.7425 | 1375.7425 | 0 | 0
1997-09-27 | 16:00 | 75.2 | 1437406.8298 | 1437.4068 | 101.8313 | 0.10183 | 0.10183 | 0 | 0.029095 | 0 | 0.073609 | 1437.3332 | 1437.3332 | 0 | 0
1997-09-27 | 17:00 | 75.2 | 1438825.3081 | 1438.8253 | 83.1725 | 0.083172 | 0.083172 | 0 | 0.023764 | 0 | 0.060122 | 1438.7652 | 1438.7652 | 0 | 0
1997-09-27 | 18:00 | 71.6 | 1047628.6015 | 1047.6286 | 658.55 | 0.65855 | 0.65855 | 0 | 0.18816 | 0 | 0.47604 | 1047.1526 | 1047.1526 | 0 | 0
1997-09-27 | 19:00 | 68 | 940794.0029 | 940.794 | 917.7065 | 0.91771 | 0.91771 | 0 | 0.2622 | 0 | 0.66337 | 940.1306 | 940.1306 | 0 | 0
1997-09-27 | 20:00 | 66.2 | 800941.1725 | 800.9412 | 3373.5004 | 3.3735 | 3.3735 | 0 | 0.96386 | 0 | 2.4386 | 798.5026 | 798.5026 | 0 | 0
1997-09-27 | 21:00 | 64.4 | 648780.0151 | 648.78 | 9991.7616 | 9.9918 | 9.9918 | 0 | 2.8548 | 0 | 7.2226 | 641.5574 | 641.5574 | 0 | 0
1997-09-27 | 22:00 | 62.6 | 454380.0008 | 454.38 | 16110.1674 | 16.1102 | 16.1102 | 0 | 4.6029 | 0 | 11.6453 | 442.7347 | 442.7347 | 0 | 0
1997-09-27 | 23:00 | 64.4 | 0 | 0 | 0 | 0 | 0 | 0 | 0 | 0 | 0 | 0 | 0 | 0 | 0
1997-09-27 | 24:00 | 64.4 | 0 | 0 | 0 | 0 | 0 | 0 | 0 | 0 | 0 | 0 | 0 | 0 | 0
1997-09-28 | 1:00 | 64.4 | 0 | 0 | 0 | 0 | 0 | 0 | 0 | 0 | 0 | 0 | 0 | 0 | 0
1997-09-28 | 2:00 | 64.4 | 0 | 0 | 0 | 0 | 0 | 0 | 0 | 0 | 0 | 0 | 0 | 0 | 0
1997-09-28 | 3:00 | 64.4 | 0 | 0 | 0 | 0 | 0 | 0 | 0 | 0 | 0 | 0 | 0 | 0 | 0
1997-09-28 | 4:00 | 64.4 | 0 | 0 | 0 | 0 | 0 | 0 | 0 | 0 | 0 | 0 | 0 | 0 | 0
1997-09-28 | 5:00 | 64.4 | 0 | 0 | 0 | 0 | 0 | 0 | 0 | 0 | 0 | 0 | 0 | 0 | 0
1997-09-28 | 6:00 | 64.4 | 0 | 0 | 0 | 0 | 0 | 0 | 0 | 0 | 0 | 0 | 0 | 0 | 0
1997-09-28 | 7:00 | 64.4 | 489010.4135 | 489.0104 | 70986.1916 | 70.9862 | 70.9862 | 0 | 20.2818 | 0 | 51.3129 | 437.6975 | 437.6975 | 0 | 0
1997-09-28 | 8:00 | 66.2 | 542048.1294 | 542.0481 | 18527.8088 | 18.5278 | 18.5278 | 0 | 5.2937 | 0 | 13.393 | 528.6552 | 528.6552 | 0 | 0
1997-09-28 | 9:00 | 66.2 | 911743.0259 | 911.743 | 1025.7639 | 1.0258 | 1.0258 | 0 | 0.29308 | 0 | 0.74148 | 911.0015 | 911.0015 | 0 | 0
1997-09-28 | 10:00 | 66.2 | 831482.1695 | 831.4822 | 607.8926 | 0.60789 | 0.60789 | 0 | 0.17368 | 0 | 0.43942 | 831.0427 | 831.0427 | 0 | 0
1997-09-28 | 11:00 | 69.8 | 852428.292 | 852.4283 | 451.2744 | 0.45127 | 0.45127 | 0 | 0.12894 | 0 | 0.32621 | 852.1021 | 852.1021 | 0 | 0
1997-09-28 | 12:00 | 71.6 | 909682.4324 | 909.6824 | 590.207 | 0.59021 | 0.59021 | 0 | 0.16863 | 0 | 0.42664 | 909.2558 | 909.2558 | 0 | 0
1997-09-28 | 13:00 | 75.2 | 1038906.1998 | 1038.9062 | 906.3493 | 0.90635 | 0.90635 | 0 | 0.25896 | 0 | 0.65516 | 1038.251 | 1038.251 | 0 | 0
1997-09-28 | 14:00 | 77 | 1283259.2704 | 1283.2593 | 509.4393 | 0.50944 | 0.50944 | 0 | 0.14555 | 0 | 0.36825 | 1282.891 | 1282.891 | 0 | 0
1997-09-28 | 15:00 | 78.8 | 1543475.7192 | 1543.4757 | 168.3316 | 0.16833 | 0.16833 | 0 | 0.048095 | 0 | 0.12168 | 1543.354 | 1543.354 | 0 | 0
1997-09-28 | 16:00 | 75.2 | 1561834.2863 | 1561.8343 | 103.1395 | 0.10314 | 0.10314 | 0 | 0.029468 | 0 | 0.074555 | 1561.7597 | 1561.7597 | 0 | 0
1997-09-28 | 17:00 | 73.4 | 1425061.9948 | 1425.062 | 73.7322 | 0.073732 | 0.073732 | 0 | 0.021066 | 0 | 0.053298 | 1425.0087 | 1425.0087 | 0 | 0
1997-09-28 | 18:00 | 69.8 | 1024097.2962 | 1024.0973 | 648.4014 | 0.6484 | 0.6484 | 0 | 0.18526 | 0 | 0.4687 | 1023.6286 | 1023.6286 | 0 | 0
1997-09-28 | 19:00 | 66.2 | 904891.432 | 904.8914 | 915.7579 | 0.91576 | 0.91576 | 0 | 0.26165 | 0 | 0.66196 | 904.2295 | 904.2295 | 0 | 0
1997-09-28 | 20:00 | 64.4 | 758336.2161 | 758.3362 | 3255.8174 | 3.2558 | 3.2558 | 0 | 0.93023 | 0 | 2.3535 | 755.9827 | 755.9827 | 0 | 0
1997-09-28 | 21:00 | 62.6 | 606108.9066 | 606.1089 | 9681.5887 | 9.6816 | 9.6816 | 0 | 2.7662 | 0 | 6.9984 | 599.1105 | 599.1105 | 0 | 0
1997-09-28 | 22:00 | 60.8 | 362252.5771 | 362.2526 | 15396.2348 | 15.3962 | 15.3962 | 0 | 4.3989 | 0 | 11.1293 | 351.1233 | 351.1233 | 0 | 0
1997-09-28 | 23:00 | 62.6 | 0 | 0 | 0 | 0 | 0 | 0 | 0 | 0 | 0 | 0 | 0 | 0 | 0
1997-09-28 | 24:00 | 64.4 | 0 | 0 | 0 | 0 | 0 | 0 | 0 | 0 | 0 | 0 | 0 | 0 | 0
1997-09-29 | 1:00 | 64.4 | 0 | 0 | 0 | 0 | 0 | 0 | 0 | 0 | 0 | 0 | 0 | 0 | 0
1997-09-29 | 2:00 | 64.4 | 0 | 0 | 0 | 0 | 0 | 0 | 0 | 0 | 0 | 0 | 0 | 0 | 0
1997-09-29 | 3:00 | 64.4 | 0 | 0 | 0 | 0 | 0 | 0 | 0 | 0 | 0 | 0 | 0 | 0 | 0
1997-09-29 | 4:00 | 64.4 | 0 | 0 | 0 | 0 | 0 | 0 | 0 | 0 | 0 | 0 | 0 | 0 | 0
1997-09-29 | 5:00 | 64.4 | 0 | 0 | 0 | 0 | 0 | 0 | 0 | 0 | 0 | 0 | 0 | 0 | 0
1997-09-29 | 6:00 | 64.4 | 0 | 0 | 0 | 0 | 0 | 0 | 0 | 0 | 0 | 0 | 0 | 0 | 0
1997-09-29 | 7:00 | 64.4 | 507151.1783 | 507.1512 | 64507.3895 | 64.5074 | 64.5074 | 0 | 18.4307 | 0 | 46.6296 | 460.5216 | 460.5216 | 0 | 0
1997-09-29 | 8:00 | 66.2 | 652355.8284 | 652.3558 | 16746.4248 | 16.7464 | 16.7464 | 0 | 4.7847 | 0 | 12.1053 | 640.2506 | 640.2506 | 0 | 0
1997-09-29 | 9:00 | 69.8 | 959051.5739 | 959.0516 | 830.9553 | 0.83096 | 0.83096 | 0 | 0.23742 | 0 | 0.60066 | 958.4509 | 958.4509 | 0 | 0
1997-09-29 | 10:00 | 71.6 | 858945.4205 | 858.9454 | 569.2503 | 0.56925 | 0.56925 | 0 | 0.16264 | 0 | 0.41149 | 858.5339 | 858.5339 | 0 | 0
1997-09-29 | 11:00 | 73.4 | 882126.6673 | 882.1267 | 419.6213 | 0.41962 | 0.41962 | 0 | 0.11989 | 0 | 0.30333 | 881.8233 | 881.8233 | 0 | 0
1997-09-29 | 12:00 | 75.2 | 1023296.6906 | 1023.2967 | 551.0578 | 0.55106 | 0.55106 | 0 | 0.15745 | 0 | 0.39834 | 1022.8984 | 1022.8984 | 0 | 0
1997-09-29 | 13:00 | 78.8 | 1063242.5637 | 1063.2426 | 852.7279 | 0.85273 | 0.85273 | 0 | 0.24364 | 0 | 0.6164 | 1062.6262 | 1062.6262 | 0 | 0
1997-09-29 | 14:00 | 80.6 | 1243861.6004 | 1243.8616 | 452.6778 | 0.45268 | 0.45268 | 0 | 0.12934 | 0 | 0.32722 | 1243.5344 | 1243.5344 | 0 | 0
1997-09-29 | 15:00 | 80.6 | 1419675.9403 | 1419.6759 | 99.512 | 0.099512 | 0.099512 | 0 | 0.028432 | 0 | 0.071933 | 1419.604 | 1419.604 | 0 | 0
1997-09-29 | 16:00 | 78.8 | 1478146.9764 | 1478.147 | 77.8863 | 0.077886 | 0.077886 | 0 | 0.022253 | 0 | 0.056301 | 1478.0907 | 1478.0907 | 0 | 0
1997-09-29 | 17:00 | 73.4 | 1333290.2801 | 1333.2903 | 68.4517 | 0.068452 | 0.068452 | 0 | 0.019558 | 0 | 0.049481 | 1333.2408 | 1333.2408 | 0 | 0
1997-09-29 | 18:00 | 69.8 | 916406.1668 | 916.4062 | 441.7174 | 0.44172 | 0.44172 | 0 | 0.1262 | 0 | 0.3193 | 916.0869 | 916.0869 | 0 | 0
1997-09-29 | 19:00 | 68 | 892068.2894 | 892.0683 | 772.3062 | 0.77231 | 0.77231 | 0 | 0.22066 | 0 | 0.55827 | 891.51 | 891.51 | 0 | 0
1997-09-29 | 20:00 | 66.2 | 824505.5599 | 824.5056 | 2806.7708 | 2.8068 | 2.8068 | 0 | 0.80193 | 0 | 2.0289 | 822.4767 | 822.4767 | 0 | 0
1997-09-29 | 21:00 | 64.4 | 680805.6573 | 680.8057 | 8991.9177 | 8.9919 | 8.9919 | 0 | 2.5691 | 0 | 6.4999 | 674.3058 | 674.3058 | 0 | 0
1997-09-29 | 22:00 | 62.6 | 412480.2052 | 412.4802 | 13249.1073 | 13.2491 | 13.2491 | 0 | 3.7855 | 0 | 9.5772 | 402.903 | 402.903 | 0 | 0
1997-09-29 | 23:00 | 62.6 | 0 | 0 | 0 | 0 | 0 | 0 | 0 | 0 | 0 | 0 | 0 | 0 | 0
1997-09-29 | 24:00 | 60.8 | 0 | 0 | 0 | 0 | 0 | 0 | 0 | 0 | 0 | 0 | 0 | 0 | 0
1997-09-30 | 1:00 | 60.8 | 0 | 0 | 0 | 0 | 0 | 0 | 0 | 0 | 0 | 0 | 0 | 0 | 0
1997-09-30 | 2:00 | 57.2 | 0 | 0 | 0 | 0 | 0 | 0 | 0 | 0 | 0 | 0 | 0 | 0 | 0
1997-09-30 | 3:00 | 57.2 | 0 | 0 | 0 | 0 | 0 | 0 | 0 | 0 | 0 | 0 | 0 | 0 | 0
1997-09-30 | 4:00 | 55.4 | 0 | 0 | 0 | 0 | 0 | 0 | 0 | 0 | 0 | 0 | 0 | 0 | 0
1997-09-30 | 5:00 | 59 | 0 | 0 | 0 | 0 | 0 | 0 | 0 | 0 | 0 | 0 | 0 | 0 | 0
1997-09-30 | 6:00 | 60.8 | 0 | 0 | 0 | 0 | 0 | 0 | 0 | 0 | 0 | 0 | 0 | 0 | 0
1997-09-30 | 7:00 | 62.6 | 256854.1561 | 256.8542 | 90153.0651 | 90.1531 | 90.1531 | 0 | 25.758 | 0 | 65.1678 | 191.6864 | 191.6864 | 0 | 0
1997-09-30 | 8:00 | 62.6 | 285972.2526 | 285.9723 | 61668.0861 | 61.6681 | 61.6681 | 0 | 17.6195 | 0 | 44.5772 | 241.395 | 241.395 | 0 | 0
1997-09-30 | 9:00 | 62.6 | 320253.3949 | 320.2534 | 31710.1545 | 31.7102 | 31.7102 | 0 | 9.06 | 0 | 22.9219 | 297.3315 | 297.3315 | 0 | 0
1997-09-30 | 10:00 | 64.4 | 399617.4981 | 399.6175 | 7892.6896 | 7.8927 | 7.8927 | 0 | 2.2551 | 0 | 5.7053 | 393.9122 | 393.9122 | 0 | 0
1997-09-30 | 11:00 | 66.2 | 482913.6693 | 482.9137 | 6365.8629 | 6.3659 | 6.3659 | 0 | 1.8188 | 0 | 4.6016 | 478.3121 | 478.3121 | 0 | 0
1997-09-30 | 12:00 | 71.6 | 672348.2207 | 672.3482 | 6162.8349 | 6.1628 | 6.1628 | 0 | 1.7608 | 0 | 4.4548 | 667.8934 | 667.8934 | 0 | 0
1997-09-30 | 13:00 | 77 | 860407.9029 | 860.4079 | 7785.7417 | 7.7857 | 7.7857 | 0 | 2.2245 | 0 | 5.628 | 854.7799 | 854.7799 | 0 | 0
1997-09-30 | 14:00 | 80.6 | 1100526.9825 | 1100.527 | 4989.0702 | 4.9891 | 4.9891 | 0 | 1.4254 | 0 | 3.6064 | 1096.9206 | 1096.9206 | 0 | 0
1997-09-30 | 15:00 | 80.6 | 1171527.7802 | 1171.5278 | 4888.7283 | 4.8887 | 4.8887 | 0 | 1.3968 | 0 | 3.5339 | 1167.9939 | 1167.9939 | 0 | 0
1997-09-30 | 16:00 | 78.8 | 1150208.0184 | 1150.208 | 4649.0018 | 4.649 | 4.649 | 0 | 1.3283 | 0 | 3.3606 | 1146.8475 | 1146.8475 | 0 | 0
1997-09-30 | 17:00 | 75.2 | 944323.3314 | 944.3233 | 4186.3953 | 4.1864 | 4.1864 | 0 | 1.1961 | 0 | 3.0262 | 941.2972 | 941.2972 | 0 | 0
1997-09-30 | 18:00 | 72.32 | 709457.2031 | 709.4572 | 27776.9337 | 27.7769 | 27.7769 | 0 | 7.9363 | 0 | 20.0788 | 689.3784 | 689.3784 | 0 | 0
1997-09-30 | 19:00 | 69.44 | 614365.0091 | 614.365 | 2127.4168 | 2.1274 | 2.1274 | 0 | 0.60783 | 0 | 1.5378 | 612.8272 | 612.8272 | 0 | 0
1997-09-30 | 20:00 | 68.36 | 617031.2665 | 617.0313 | 18468.6675 | 18.4687 | 18.4687 | 0 | 5.2768 | 0 | 13.3502 | 603.6811 | 603.6811 | 0 | 0
1997-09-30 | 21:00 | 67.1 | 633360.6274 | 633.3606 | 25325.8783 | 25.3259 | 25.3259 | 0 | 7.236 | 0 | 18.307 | 615.0536 | 615.0536 | 0 | 0
1997-09-30 | 22:00 | 65.66 | 632281.0283 | 632.281 | 29895.1112 | 29.8951 | 29.8951 | 0 | 8.5415 | 0 | 21.6099 | 610.6711 | 610.6711 | 0 | 0
1997-09-30 | 23:00 | 64.22 | 0 | 0 | 0 | 0 | 0 | 0 | 0 | 0 | 0 | 0 | 0 | 0 | 0
1997-09-30 | 24:00 | 62.78 | 0 | 0 | 0 | 0 | 0 | 0 | 0 | 0 | 0 | 0 | 0 | 0 | 0
2000-10-01 | 1:00 | 61.52 | 0 | 0 | 0 | 0 | 0 | 0 | 0 | 0 | 0 | 0 | 0 | 0 | 0
2000-10-01 | 2:00 | 60.08 | 0 | 0 | 0 | 0 | 0 | 0 | 0 | 0 | 0 | 0 | 0 | 0 | 0
2000-10-01 | 3:00 | 58.64 | 0 | 0 | 0 | 0 | 0 | 0 | 0 | 0 | 0 | 0 | 0 | 0 | 0
2000-10-01 | 4:00 | 57.2 | 0 | 0 | 0 | 0 | 0 | 0 | 0 | 0 | 0 | 0 | 0 | 0 | 0
2000-10-01 | 5:00 | 57.2 | 0 | 0 | 0 | 0 | 0 | 0 | 0 | 0 | 0 | 0 | 0 | 0 | 0
2000-10-01 | 6:00 | 55.4 | 0 | 0 | 0 | 0 | 0 | 0 | 0 | 0 | 0 | 0 | 0 | 0 | 0
2000-10-01 | 7:00 | 60.8 | 138098.0695 | 138.0981 | 29215.6601 | 29.2157 | 29.2157 | 0 | 8.3473 | 0 | 21.1187 | 116.9793 | 116.9793 | 0 | 0
2000-10-01 | 8:00 | 64.4 | 346964.3432 | 346.9643 | 29883.5652 | 29.8836 | 29.8836 | 0 | 8.5382 | 0 | 21.6015 | 325.3628 | 325.3628 | 0 | 0
2000-10-01 | 9:00 | 69.8 | 513460.0325 | 513.46 | 27034.603 | 27.0346 | 27.0346 | 0 | 7.7242 | 0 | 19.5422 | 493.9179 | 493.9179 | 0 | 0
2000-10-01 | 10:00 | 73.4 | 633213.6473 | 633.2136 | 24608.6093 | 24.6086 | 24.6086 | 0 | 7.031 | 0 | 17.7885 | 615.4251 | 615.4251 | 0 | 0
2000-10-01 | 11:00 | 78.8 | 811092.2627 | 811.0923 | 8179.6174 | 8.1796 | 8.1796 | 0 | 2.337 | 0 | 5.9127 | 805.1796 | 805.1796 | 0 | 0
2000-10-01 | 12:00 | 84.2 | 1113762.6648 | 1113.7627 | 6394.4896 | 6.3945 | 6.3945 | 0 | 1.827 | 0 | 4.6223 | 1109.1404 | 1109.1404 | 0 | 0
2000-10-01 | 13:00 | 84.2 | 936656.2131 | 936.6562 | 20272.7292 | 20.2727 | 20.2727 | 0 | 5.7922 | 0 | 14.6543 | 922.0019 | 922.0019 | 0 | 0
2000-10-01 | 14:00 | 84.2 | 870110.4007 | 870.1104 | 13219.4559 | 13.2195 | 13.2195 | 0 | 3.777 | 0 | 9.5558 | 860.5546 | 860.5546 | 0 | 0
2000-10-01 | 15:00 | 84.2 | 790427.6082 | 790.4276 | 4142.8939 | 4.1429 | 4.1429 | 0 | 1.1837 | 0 | 2.9947 | 787.4329 | 787.4329 | 0 | 0
2000-10-01 | 16:00 | 82.4 | 786731.373 | 786.7314 | 5402.4849 | 5.4025 | 5.4025 | 0 | 1.5436 | 0 | 3.9052 | 782.8261 | 782.8261 | 0 | 0
2000-10-01 | 17:00 | 80.6 | 866613.7453 | 866.6137 | 2860.888 | 2.8609 | 2.8609 | 0 | 0.8174 | 0 | 2.068 | 864.5457 | 864.5457 | 0 | 0
2000-10-01 | 18:00 | 75.2 | 730827.561 | 730.8276 | 19518.7051 | 19.5187 | 19.5187 | 0 | 5.5768 | 0 | 14.1092 | 716.7183 | 716.7183 | 0 | 0
2000-10-01 | 19:00 | 71.6 | 613892.6605 | 613.8927 | 27816.2908 | 27.8163 | 27.8163 | 0 | 7.9475 | 0 | 20.1072 | 593.7855 | 593.7855 | 0 | 0
2000-10-01 | 20:00 | 69.8 | 559580.1373 | 559.5801 | 31840.5755 | 31.8406 | 31.8406 | 0 | 9.0973 | 0 | 23.0162 | 536.5639 | 536.5639 | 0 | 0
2000-10-01 | 21:00 | 66.2 | 506054.2421 | 506.0542 | 36608.3292 | 36.6083 | 36.6083 | 0 | 10.4595 | 0 | 26.4626 | 479.5916 | 479.5916 | 0 | 0
2000-10-01 | 22:00 | 64.4 | 413956.5584 | 413.9566 | 40630.6765 | 40.6307 | 40.6307 | 0 | 11.6088 | 0 | 29.3702 | 384.5864 | 384.5864 | 0 | 0
2000-10-01 | 23:00 | 64.4 | 0 | 0 | 0 | 0 | 0 | 0 | 0 | 0 | 0 | 0 | 0 | 0 | 0
2000-10-01 | 24:00 | 62.6 | 0 | 0 | 0 | 0 | 0 | 0 | 0 | 0 | 0 | 0 | 0 | 0 | 0
2000-10-02 | 1:00 | 60.8 | 0 | 0 | 0 | 0 | 0 | 0 | 0 | 0 | 0 | 0 | 0 | 0 | 0
2000-10-02 | 2:00 | 59 | 0 | 0 | 0 | 0 | 0 | 0 | 0 | 0 | 0 | 0 | 0 | 0 | 0
2000-10-02 | 3:00 | 60.8 | 0 | 0 | 0 | 0 | 0 | 0 | 0 | 0 | 0 | 0 | 0 | 0 | 0
2000-10-02 | 4:00 | 59 | 0 | 0 | 0 | 0 | 0 | 0 | 0 | 0 | 0 | 0 | 0 | 0 | 0
2000-10-02 | 5:00 | 57.2 | 0 | 0 | 0 | 0 | 0 | 0 | 0 | 0 | 0 | 0 | 0 | 0 | 0
2000-10-02 | 6:00 | 57.2 | 0 | 0 | 0 | 0 | 0 | 0 | 0 | 0 | 0 | 0 | 0 | 0 | 0
2000-10-02 | 7:00 | 59 | 183273.8412 | 183.2738 | 134246.2624 | 134.2463 | 134.2463 | 0 | 36.2828 | 0 | 91.7954 | 91.4784 | 91.4784 | 0 | 0
2000-10-02 | 8:00 | 60.8 | 372688.9074 | 372.6889 | 32956.6472 | 32.9566 | 32.9566 | 0 | 9.4162 | 0 | 23.8229 | 348.866 | 348.866 | 0 | 0
2000-10-02 | 9:00 | 62.6 | 868088.1437 | 868.0881 | 2380.5257 | 2.3805 | 2.3805 | 0 | 0.68015 | 0 | 1.7208 | 866.3674 | 866.3674 | 0 | 0
2000-10-02 | 10:00 | 69.8 | 1082409.4078 | 1082.4094 | 1722.6676 | 1.7227 | 1.7227 | 0 | 0.49219 | 0 | 1.2452 | 1081.1642 | 1081.1642 | 0 | 0
2000-10-02 | 11:00 | 78.8 | 1418081.4964 | 1418.0815 | 1476.7567 | 1.4768 | 1.4768 | 0 | 0.42193 | 0 | 1.0675 | 1417.014 | 1417.014 | 0 | 0
2000-10-02 | 12:00 | 82.4 | 1320629.0513 | 1320.6291 | 1503.721 | 1.5037 | 1.5037 | 0 | 0.42963 | 0 | 1.087 | 1319.5421 | 1319.5421 | 0 | 0
2000-10-02 | 13:00 | 86 | 1295302.8809 | 1295.3029 | 1648.9457 | 1.6489 | 1.6489 | 0 | 0.47113 | 0 | 1.192 | 1294.1109 | 1294.1109 | 0 | 0
2000-10-02 | 14:00 | 87.8 | 1412007.7131 | 1412.0077 | 1173.295 | 1.1733 | 1.1733 | 0 | 0.33523 | 0 | 0.84812 | 1411.1596 | 1411.1596 | 0 | 0
2000-10-02 | 15:00 | 86 | 1431490.6207 | 1431.4906 | 568.5213 | 0.56852 | 0.56852 | 0 | 0.16243 | 0 | 0.41096 | 1431.0797 | 1431.0797 | 0 | 0
2000-10-02 | 16:00 | 82.4 | 1447354.3338 | 1447.3543 | 381.0344 | 0.38103 | 0.38103 | 0 | 0.10887 | 0 | 0.27543 | 1447.0789 | 1447.0789 | 0 | 0
2000-10-02 | 17:00 | 78.8 | 1261084.5173 | 1261.0845 | 239.1418 | 0.23914 | 0.23914 | 0 | 0.068326 | 0 | 0.17287 | 1260.9117 | 1260.9117 | 0 | 0
2000-10-02 | 18:00 | 73.4 | 999515.9582 | 999.516 | 838.2452 | 0.83825 | 0.83825 | 0 | 0.2395 | 0 | 0.60593 | 998.91 | 998.91 | 0 | 0
2000-10-02 | 19:00 | 69.8 | 1087565.0293 | 1087.565 | 1064.7829 | 1.0648 | 1.0648 | 0 | 0.30422 | 0 | 0.76969 | 1086.7953 | 1086.7953 | 0 | 0
2000-10-02 | 20:00 | 68 | 1016374.0122 | 1016.374 | 2977.3549 | 2.9774 | 2.9774 | 0 | 0.85067 | 0 | 2.1522 | 1014.2218 | 1014.2218 | 0 | 0
2000-10-02 | 21:00 | 66.2 | 751058.64 | 751.0586 | 10589.7162 | 10.5897 | 10.5897 | 0 | 3.0256 | 0 | 7.6549 | 743.4038 | 743.4038 | 0 | 0
2000-10-02 | 22:00 | 66.2 | 526671.4434 | 526.6714 | 14687.9922 | 14.688 | 14.688 | 0 | 4.1966 | 0 | 10.6173 | 516.0541 | 516.0541 | 0 | 0
2000-10-02 | 23:00 | 62.6 | 0 | 0 | 0 | 0 | 0 | 0 | 0 | 0 | 0 | 0 | 0 | 0 | 0
2000-10-02 | 24:00 | 62.6 | 0 | 0 | 0 | 0 | 0 | 0 | 0 | 0 | 0 | 0 | 0 | 0 | 0
2000-10-03 | 1:00 | 60.8 | 0 | 0 | 0 | 0 | 0 | 0 | 0 | 0 | 0 | 0 | 0 | 0 | 0
2000-10-03 | 2:00 | 60.8 | 0 | 0 | 0 | 0 | 0 | 0 | 0 | 0 | 0 | 0 | 0 | 0 | 0
2000-10-03 | 3:00 | 60.8 | 0 | 0 | 0 | 0 | 0 | 0 | 0 | 0 | 0 | 0 | 0 | 0 | 0
2000-10-03 | 4:00 | 60.8 | 0 | 0 | 0 | 0 | 0 | 0 | 0 | 0 | 0 | 0 | 0 | 0 | 0
2000-10-03 | 5:00 | 60.8 | 0 | 0 | 0 | 0 | 0 | 0 | 0 | 0 | 0 | 0 | 0 | 0 | 0
2000-10-03 | 6:00 | 60.8 | 0 | 0 | 0 | 0 | 0 | 0 | 0 | 0 | 0 | 0 | 0 | 0 | 0
2000-10-03 | 7:00 | 60.8 | 370535.7104 | 370.5357 | 93082.2675 | 93.0823 | 93.0823 | 0 | 26.5949 | 0 | 67.2852 | 303.2505 | 303.2505 | 0 | 0
2000-10-03 | 8:00 | 62.6 | 409473.2535 | 409.4733 | 26574.681 | 26.5747 | 26.5747 | 0 | 7.5928 | 0 | 19.2097 | 390.2636 | 390.2636 | 0 | 0
2000-10-03 | 9:00 | 62.6 | 700288.8773 | 700.2889 | 1792.2886 | 1.7923 | 1.7923 | 0 | 0.51208 | 0 | 1.2956 | 698.9933 | 698.9933 | 0 | 0
2000-10-03 | 10:00 | 64.4 | 790760.0724 | 790.7601 | 925.0971 | 0.9251 | 0.9251 | 0 | 0.26431 | 0 | 0.66871 | 790.0914 | 790.0914 | 0 | 0
2000-10-03 | 11:00 | 68 | 1023391.2114 | 1023.3912 | 721.3531 | 0.72135 | 0.72135 | 0 | 0.2061 | 0 | 0.52144 | 1022.8698 | 1022.8698 | 0 | 0
2000-10-03 | 12:00 | 73.4 | 1212618.3279 | 1212.6183 | 855.9707 | 0.85597 | 0.85597 | 0 | 0.24456 | 0 | 0.61874 | 1211.9996 | 1211.9996 | 0 | 0
2000-10-03 | 13:00 | 78.8 | 1336187.0294 | 1336.187 | 1187.7421 | 1.1877 | 1.1877 | 0 | 0.33935 | 0 | 0.85857 | 1335.3285 | 1335.3285 | 0 | 0
2000-10-03 | 14:00 | 78.8 | 1416639.1402 | 1416.6391 | 728.1389 | 0.72814 | 0.72814 | 0 | 0.20804 | 0 | 0.52634 | 1416.1128 | 1416.1128 | 0 | 0
2000-10-03 | 15:00 | 78.8 | 1401050.6723 | 1401.0507 | 326.8632 | 0.32686 | 0.32686 | 0 | 0.093389 | 0 | 0.23628 | 1400.8144 | 1400.8144 | 0 | 0
2000-10-03 | 16:00 | 75.2 | 1344303.1377 | 1344.3031 | 234.1165 | 0.23412 | 0.23412 | 0 | 0.06689 | 0 | 0.16923 | 1344.1339 | 1344.1339 | 0 | 0
2000-10-03 | 17:00 | 69.8 | 1177327.076 | 1177.3271 | 136.4625 | 0.13646 | 0.13646 | 0 | 0.038989 | 0 | 0.098643 | 1177.2284 | 1177.2284 | 0 | 0
2000-10-03 | 18:00 | 66.2 | 763354.6905 | 763.3547 | 817.3332 | 0.81733 | 0.81733 | 0 | 0.23352 | 0 | 0.59082 | 762.7639 | 762.7639 | 0 | 0
2000-10-03 | 19:00 | 64.4 | 654309.5149 | 654.3095 | 1076.3987 | 1.0764 | 1.0764 | 0 | 0.30754 | 0 | 0.77808 | 653.5314 | 653.5314 | 0 | 0
2000-10-03 | 20:00 | 62.6 | 536326.2637 | 536.3263 | 4482.9156 | 4.4829 | 4.4829 | 0 | 1.2808 | 0 | 3.2405 | 533.0858 | 533.0858 | 0 | 0
2000-10-03 | 21:00 | 62.6 | 432853.4467 | 432.8534 | 11725.8152 | 11.7258 | 11.7258 | 0 | 3.3502 | 0 | 8.4761 | 424.3774 | 424.3774 | 0 | 0
2000-10-03 | 22:00 | 62.6 | 333939.6171 | 333.9396 | 16618.0785 | 16.6181 | 16.6181 | 0 | 4.748 | 0 | 12.0125 | 321.9271 | 321.9271 | 0 | 0
2000-10-03 | 23:00 | 64.4 | 0 | 0 | 0 | 0 | 0 | 0 | 0 | 0 | 0 | 0 | 0 | 0 | 0
2000-10-03 | 24:00 | 64.4 | 0 | 0 | 0 | 0 | 0 | 0 | 0 | 0 | 0 | 0 | 0 | 0 | 0
2000-10-04 | 1:00 | 62.6 | 0 | 0 | 0 | 0 | 0 | 0 | 0 | 0 | 0 | 0 | 0 | 0 | 0
2000-10-04 | 2:00 | 62.6 | 0 | 0 | 0 | 0 | 0 | 0 | 0 | 0 | 0 | 0 | 0 | 0 | 0
2000-10-04 | 3:00 | 60.8 | 0 | 0 | 0 | 0 | 0 | 0 | 0 | 0 | 0 | 0 | 0 | 0 | 0
2000-10-04 | 4:00 | 60.8 | 0 | 0 | 0 | 0 | 0 | 0 | 0 | 0 | 0 | 0 | 0 | 0 | 0
2000-10-04 | 5:00 | 60.8 | 0 | 0 | 0 | 0 | 0 | 0 | 0 | 0 | 0 | 0 | 0 | 0 | 0
2000-10-04 | 6:00 | 60.8 | 0 | 0 | 0 | 0 | 0 | 0 | 0 | 0 | 0 | 0 | 0 | 0 | 0
2000-10-04 | 7:00 | 62.6 | 395457.8014 | 395.4578 | 82785.8351 | 82.7858 | 82.7858 | 0 | 23.6531 | 0 | 59.8423 | 335.6155 | 335.6155 | 0 | 0
2000-10-04 | 8:00 | 62.6 | 437994.1066 | 437.9941 | 22948.441 | 22.9484 | 22.9484 | 0 | 6.5567 | 0 | 16.5884 | 421.4057 | 421.4057 | 0 | 0
2000-10-04 | 9:00 | 64.4 | 742503.5116 | 742.5035 | 1568.4063 | 1.5684 | 1.5684 | 0 | 0.44812 | 0 | 1.1337 | 741.3698 | 741.3698 | 0 | 0
2000-10-04 | 10:00 | 66.2 | 735131.9475 | 735.1319 | 1874.2552 | 1.8743 | 1.8743 | 0 | 0.5355 | 0 | 1.3548 | 733.7771 | 733.7771 | 0 | 0
2000-10-04 | 11:00 | 68.36 | 740189.6932 | 740.1897 | 1931.7623 | 1.9318 | 1.9318 | 0 | 0.55193 | 0 | 1.3964 | 738.7933 | 738.7933 | 0 | 0
2000-10-04 | 12:00 | 69.8 | 738608.9669 | 738.609 | 813.2449 | 0.81324 | 0.81324 | 0 | 0.23236 | 0 | 0.58786 | 738.0211 | 738.0211 | 0 | 0
2000-10-04 | 13:00 | 69.8 | 699797.6665 | 699.7977 | 1191.5723 | 1.1916 | 1.1916 | 0 | 0.34045 | 0 | 0.86134 | 698.9363 | 698.9363 | 0 | 0
2000-10-04 | 14:00 | 69.8 | 754381.8076 | 754.3818 | 1041.0152 | 1.041 | 1.041 | 0 | 0.29743 | 0 | 0.75251 | 753.6293 | 753.6293 | 0 | 0
2000-10-04 | 15:00 | 69.8 | 819090.1982 | 819.0902 | 1307.8822 | 1.3079 | 1.3079 | 0 | 0.37368 | 0 | 0.94541 | 818.1448 | 818.1448 | 0 | 0
2000-10-04 | 16:00 | 68 | 875038.5091 | 875.0385 | 864.9004 | 0.8649 | 0.8649 | 0 | 0.24711 | 0 | 0.6252 | 874.4133 | 874.4133 | 0 | 0
2000-10-04 | 17:00 | 68 | 817677.9119 | 817.6779 | 197.9566 | 0.19796 | 0.19796 | 0 | 0.056559 | 0 | 0.14309 | 817.5348 | 817.5348 | 0 | 0
2000-10-04 | 18:00 | 66.2 | 631936.7965 | 631.9368 | 1118.497 | 1.1185 | 1.1185 | 0 | 0.31957 | 0 | 0.80851 | 631.1283 | 631.1283 | 0 | 0
2000-10-04 | 19:00 | 66.2 | 682262.8602 | 682.2629 | 1471.5938 | 1.4716 | 1.4716 | 0 | 0.42046 | 0 | 1.0638 | 681.1991 | 681.1991 | 0 | 0
2000-10-04 | 20:00 | 66.2 | 639419.3523 | 639.4194 | 5517.9204 | 5.5179 | 5.5179 | 0 | 1.5765 | 0 | 3.9887 | 635.4307 | 635.4307 | 0 | 0
2000-10-04 | 21:00 | 66.2 | 554361.8292 | 554.3618 | 12076.5473 | 12.0765 | 12.0765 | 0 | 3.4504 | 0 | 8.7296 | 545.6322 | 545.6322 | 0 | 0
2000-10-04 | 22:00 | 64.4 | 399804.1014 | 399.8041 | 20103.1969 | 20.1032 | 20.1032 | 0 | 5.7438 | 0 | 14.5317 | 385.2724 | 385.2724 | 0 | 0
2000-10-04 | 23:00 | 64.4 | 0 | 0 | 0 | 0 | 0 | 0 | 0 | 0 | 0 | 0 | 0 | 0 | 0
2000-10-04 | 24:00 | 62.6 | 0 | 0 | 0 | 0 | 0 | 0 | 0 | 0 | 0 | 0 | 0 | 0 | 0
2000-10-05 | 1:00 | 59 | 0 | 0 | 0 | 0 | 0 | 0 | 0 | 0 | 0 | 0 | 0 | 0 | 0
2000-10-05 | 2:00 | 62.6 | 0 | 0 | 0 | 0 | 0 | 0 | 0 | 0 | 0 | 0 | 0 | 0 | 0
2000-10-05 | 3:00 | 60.8 | 0 | 0 | 0 | 0 | 0 | 0 | 0 | 0 | 0 | 0 | 0 | 0 | 0
2000-10-05 | 4:00 | 62.6 | 0 | 0 | 0 | 0 | 0 | 0 | 0 | 0 | 0 | 0 | 0 | 0 | 0
2000-10-05 | 5:00 | 62.6 | 0 | 0 | 0 | 0 | 0 | 0 | 0 | 0 | 0 | 0 | 0 | 0 | 0
2000-10-05 | 6:00 | 64.4 | 0 | 0 | 0 | 0 | 0 | 0 | 0 | 0 | 0 | 0 | 0 | 0 | 0
2000-10-05 | 7:00 | 64.4 | 413326.1075 | 413.3261 | 83488.1589 | 83.4882 | 83.4882 | 0 | 23.8538 | 0 | 60.35 | 352.9761 | 352.9761 | 0 | 0
2000-10-05 | 8:00 | 66.2 | 465201.5191 | 465.2015 | 19976.7038 | 19.9767 | 19.9767 | 0 | 5.7076 | 0 | 14.4403 | 450.7612 | 450.7612 | 0 | 0
2000-10-05 | 9:00 | 69.8 | 812003.8467 | 812.0038 | 1257.8577 | 1.2579 | 1.2579 | 0 | 0.35939 | 0 | 0.90925 | 811.0946 | 811.0946 | 0 | 0
2000-10-05 | 10:00 | 71.6 | 1008681.7781 | 1008.6818 | 758.6935 | 0.75869 | 0.75869 | 0 | 0.21677 | 0 | 0.54843 | 1008.1334 | 1008.1334 | 0 | 0
2000-10-05 | 11:00 | 73.4 | 1178940.5921 | 1178.9406 | 526.9763 | 0.52698 | 0.52698 | 0 | 0.15056 | 0 | 0.38093 | 1178.5597 | 1178.5597 | 0 | 0
2000-10-05 | 12:00 | 77 | 1253114.2749 | 1253.1143 | 643.2877 | 0.64329 | 0.64329 | 0 | 0.1838 | 0 | 0.46501 | 1252.6493 | 1252.6493 | 0 | 0
2000-10-05 | 13:00 | 80.6 | 1319505.5203 | 1319.5055 | 944.8618 | 0.94486 | 0.94486 | 0 | 0.26996 | 0 | 0.683 | 1318.8225 | 1318.8225 | 0 | 0
2000-10-05 | 14:00 | 80.6 | 1404232.1456 | 1404.2321 | 526.7263 | 0.52673 | 0.52673 | 0 | 0.15049 | 0 | 0.38075 | 1403.8514 | 1403.8514 | 0 | 0
2000-10-05 | 15:00 | 78.8 | 1451913.6618 | 1451.9137 | 160.4081 | 0.16041 | 0.16041 | 0 | 0.045831 | 0 | 0.11595 | 1451.7977 | 1451.7977 | 0 | 0
2000-10-05 | 16:00 | 77 | 1417442.0126 | 1417.442 | 91.3096 | 0.09131 | 0.09131 | 0 | 0.026088 | 0 | 0.066004 | 1417.376 | 1417.376 | 0 | 0
2000-10-05 | 17:00 | 73.4 | 1237137.6967 | 1237.1377 | 74.7413 | 0.074741 | 0.074741 | 0 | 0.021355 | 0 | 0.054027 | 1237.0837 | 1237.0837 | 0 | 0
2000-10-05 | 18:00 | 69.8 | 845991.4808 | 845.9915 | 660.3845 | 0.66038 | 0.66038 | 0 | 0.18868 | 0 | 0.47736 | 845.5141 | 845.5141 | 0 | 0
2000-10-05 | 19:00 | 66.2 | 907694.4594 | 907.6945 | 1041.3227 | 1.0413 | 1.0413 | 0 | 0.29752 | 0 | 0.75273 | 906.9417 | 906.9417 | 0 | 0
2000-10-05 | 20:00 | 64.4 | 803369.4473 | 803.3694 | 4393.9205 | 4.3939 | 4.3939 | 0 | 1.2554 | 0 | 3.1762 | 800.1933 | 800.1933 | 0 | 0
2000-10-05 | 21:00 | 62.6 | 588538.8884 | 588.5389 | 11322.6877 | 11.3227 | 11.3227 | 0 | 3.2351 | 0 | 8.1847 | 580.3542 | 580.3542 | 0 | 0
2000-10-05 | 22:00 | 64.4 | 465278.0628 | 465.2781 | 18905.826 | 18.9058 | 18.9058 | 0 | 5.4017 | 0 | 13.6662 | 451.6119 | 451.6119 | 0 | 0
2000-10-05 | 23:00 | 64.4 | 0 | 0 | 0 | 0 | 0 | 0 | 0 | 0 | 0 | 0 | 0 | 0 | 0
2000-10-05 | 24:00 | 64.4 | 0 | 0 | 0 | 0 | 0 | 0 | 0 | 0 | 0 | 0 | 0 | 0 | 0
2000-10-06 | 1:00 | 64.4 | 0 | 0 | 0 | 0 | 0 | 0 | 0 | 0 | 0 | 0 | 0 | 0 | 0
2000-10-06 | 2:00 | 64.4 | 0 | 0 | 0 | 0 | 0 | 0 | 0 | 0 | 0 | 0 | 0 | 0 | 0
2000-10-06 | 3:00 | 64.4 | 0 | 0 | 0 | 0 | 0 | 0 | 0 | 0 | 0 | 0 | 0 | 0 | 0
2000-10-06 | 4:00 | 62.6 | 0 | 0 | 0 | 0 | 0 | 0 | 0 | 0 | 0 | 0 | 0 | 0 | 0
2000-10-06 | 5:00 | 62.6 | 0 | 0 | 0 | 0 | 0 | 0 | 0 | 0 | 0 | 0 | 0 | 0 | 0
2000-10-06 | 6:00 | 62.6 | 0 | 0 | 0 | 0 | 0 | 0 | 0 | 0 | 0 | 0 | 0 | 0 | 0
2000-10-06 | 7:00 | 62.6 | 502978.3972 | 502.9784 | 78598.2134 | 78.5982 | 78.5982 | 0 | 22.4566 | 0 | 56.8153 | 446.1631 | 446.1631 | 0 | 0
2000-10-06 | 8:00 | 64.4 | 567133.6327 | 567.1336 | 24453.0656 | 24.4531 | 24.4531 | 0 | 6.9866 | 0 | 17.6761 | 549.4576 | 549.4576 | 0 | 0
2000-10-06 | 9:00 | 64.4 | 830665.8986 | 830.6659 | 1901.0857 | 1.9011 | 1.9011 | 0 | 0.54317 | 0 | 1.3742 | 829.2917 | 829.2917 | 0 | 0
2000-10-06 | 10:00 | 66.2 | 891716.3726 | 891.7164 | 2802.7076 | 2.8027 | 2.8027 | 0 | 0.80077 | 0 | 2.026 | 889.6904 | 889.6904 | 0 | 0
2000-10-06 | 11:00 | 66.2 | 818162.233 | 818.1622 | 3227.1028 | 3.2271 | 3.2271 | 0 | 0.92203 | 0 | 2.3327 | 815.8295 | 815.8295 | 0 | 0
2000-10-06 | 12:00 | 68 | 671456.5641 | 671.4566 | 1085.3231 | 1.0853 | 1.0853 | 0 | 0.31009 | 0 | 0.78453 | 670.672 | 670.672 | 0 | 0
2000-10-06 | 13:00 | 69.8 | 665086.9817 | 665.087 | 1420.7036 | 1.4207 | 1.4207 | 0 | 0.40592 | 0 | 1.027 | 664.06 | 664.06 | 0 | 0
2000-10-06 | 14:00 | 69.8 | 751795.0581 | 751.7951 | 1467.2553 | 1.4673 | 1.4673 | 0 | 0.41922 | 0 | 1.0606 | 750.7344 | 750.7344 | 0 | 0
2000-10-06 | 15:00 | 69.8 | 909978.7645 | 909.9788 | 1606.124 | 1.6061 | 1.6061 | 0 | 0.45889 | 0 | 1.161 | 908.8178 | 908.8178 | 0 | 0
2000-10-06 | 16:00 | 68 | 939315.1181 | 939.3151 | 1019.6176 | 1.0196 | 1.0196 | 0 | 0.29132 | 0 | 0.73704 | 938.5781 | 938.5781 | 0 | 0
2000-10-06 | 17:00 | 66.2 | 960297.3529 | 960.2974 | 206.4399 | 0.20644 | 0.20644 | 0 | 0.058983 | 0 | 0.14923 | 960.1481 | 960.1481 | 0 | 0
2000-10-06 | 18:00 | 66.2 | 781732.4535 | 781.7325 | 1175.9704 | 1.176 | 1.176 | 0 | 0.33599 | 0 | 0.85006 | 780.8824 | 780.8824 | 0 | 0
2000-10-06 | 19:00 | 66.2 | 894671.9543 | 894.672 | 1628.6773 | 1.6287 | 1.6287 | 0 | 0.46534 | 0 | 1.1773 | 893.4947 | 893.4947 | 0 | 0
2000-10-06 | 20:00 | 64.4 | 871706.3879 | 871.7064 | 6145.0433 | 6.145 | 6.145 | 0 | 1.7557 | 0 | 4.442 | 867.2644 | 867.2644 | 0 | 0
2000-10-06 | 21:00 | 64.4 | 729866.0085 | 729.866 | 14414.2926 | 14.4143 | 14.4143 | 0 | 4.1184 | 0 | 10.4195 | 719.4465 | 719.4465 | 0 | 0
2000-10-06 | 22:00 | 64.4 | 571015.3008 | 571.0153 | 22388.7448 | 22.3887 | 22.3887 | 0 | 6.3968 | 0 | 16.1839 | 554.8314 | 554.8314 | 0 | 0
2000-10-06 | 23:00 | 64.4 | 0 | 0 | 0 | 0 | 0 | 0 | 0 | 0 | 0 | 0 | 0 | 0 | 0
2000-10-06 | 24:00 | 64.4 | 0 | 0 | 0 | 0 | 0 | 0 | 0 | 0 | 0 | 0 | 0 | 0 | 0
2000-10-07 | 1:00 | 64.4 | 0 | 0 | 0 | 0 | 0 | 0 | 0 | 0 | 0 | 0 | 0 | 0 | 0
2000-10-07 | 2:00 | 64.4 | 0 | 0 | 0 | 0 | 0 | 0 | 0 | 0 | 0 | 0 | 0 | 0 | 0
2000-10-07 | 3:00 | 64.4 | 0 | 0 | 0 | 0 | 0 | 0 | 0 | 0 | 0 | 0 | 0 | 0 | 0
2000-10-07 | 4:00 | 64.4 | 0 | 0 | 0 | 0 | 0 | 0 | 0 | 0 | 0 | 0 | 0 | 0 | 0
2000-10-07 | 5:00 | 64.4 | 0 | 0 | 0 | 0 | 0 | 0 | 0 | 0 | 0 | 0 | 0 | 0 | 0
2000-10-07 | 6:00 | 64.4 | 0 | 0 | 0 | 0 | 0 | 0 | 0 | 0 | 0 | 0 | 0 | 0 | 0
2000-10-07 | 7:00 | 64.4 | 444545.3365 | 444.5453 | 94995.3088 | 94.9953 | 94.9953 | 0 | 27.1415 | 0 | 68.668 | 375.8773 | 375.8773 | 0 | 0
2000-10-07 | 8:00 | 64.4 | 406644.4193 | 406.6444 | 63657.934 | 63.6579 | 63.6579 | 0 | 18.188 | 0 | 46.0156 | 360.6288 | 360.6288 | 0 | 0
2000-10-07 | 9:00 | 64.4 | 457029.1455 | 457.0291 | 33136.3228 | 33.1363 | 33.1363 | 0 | 9.4675 | 0 | 23.9528 | 433.0763 | 433.0763 | 0 | 0
2000-10-07 | 10:00 | 66.2 | 485854.0165 | 485.854 | 9189.7964 | 9.1898 | 9.1898 | 0 | 2.6257 | 0 | 6.6429 | 479.2111 | 479.2111 | 0 | 0
2000-10-07 | 11:00 | 69.8 | 513739.6758 | 513.7397 | 8024.6883 | 8.0247 | 8.0247 | 0 | 2.2928 | 0 | 5.8007 | 507.939 | 507.939 | 0 | 0
2000-10-07 | 12:00 | 69.8 | 528608.534 | 528.6085 | 8841.6609 | 8.8417 | 8.8417 | 0 | 2.5262 | 0 | 6.3913 | 522.2173 | 522.2173 | 0 | 0
2000-10-07 | 13:00 | 71.6 | 560997.653 | 560.9977 | 9027.5321 | 9.0275 | 9.0275 | 0 | 2.5793 | 0 | 6.5256 | 554.472 | 554.472 | 0 | 0
2000-10-07 | 14:00 | 71.6 | 610973.6181 | 610.9736 | 5393.7403 | 5.3937 | 5.3937 | 0 | 1.5411 | 0 | 3.8989 | 607.0747 | 607.0747 | 0 | 0
2000-10-07 | 15:00 | 71.6 | 627504.3223 | 627.5043 | 5422.7424 | 5.4227 | 5.4227 | 0 | 1.5494 | 0 | 3.9199 | 623.5845 | 623.5845 | 0 | 0
2000-10-07 | 16:00 | 69.8 | 584500.2112 | 584.5002 | 5554.0573 | 5.5541 | 5.5541 | 0 | 1.5869 | 0 | 4.0148 | 580.4854 | 580.4854 | 0 | 0
2000-10-07 | 17:00 | 69.8 | 483976.0378 | 483.976 | 12332.1017 | 12.3321 | 12.3321 | 0 | 3.5235 | 0 | 8.9143 | 475.0617 | 475.0617 | 0 | 0
2000-10-07 | 18:00 | 66.2 | 379161.6477 | 379.1616 | 44253.2141 | 44.2532 | 44.2532 | 0 | 12.6438 | 0 | 31.9888 | 347.1729 | 347.1729 | 0 | 0
2000-10-07 | 19:00 | 64.4 | 306709.7679 | 306.7098 | 5595.5565 | 5.5956 | 5.5956 | 0 | 1.5987 | 0 | 4.0448 | 302.665 | 302.665 | 0 | 0
2000-10-07 | 20:00 | 64.4 | 286683.0892 | 286.6831 | 24587.195 | 24.5872 | 24.5872 | 0 | 7.0249 | 0 | 17.773 | 268.9101 | 268.9101 | 0 | 0
2000-10-07 | 21:00 | 62.6 | 266936.2964 | 266.9363 | 32972.1632 | 32.9722 | 32.9722 | 0 | 9.4206 | 0 | 23.8342 | 243.1021 | 243.1021 | 0 | 0
2000-10-07 | 22:00 | 60.8 | 235489.6455 | 235.4896 | 39095.4225 | 39.0954 | 39.0954 | 0 | 11.1701 | 0 | 28.2604 | 207.2292 | 207.2292 | 0 | 0
2000-10-07 | 23:00 | 57.2 | 0 | 0 | 0 | 0 | 0 | 0 | 0 | 0 | 0 | 0 | 0 | 0 | 0
2000-10-07 | 24:00 | 55.4 | 0 | 0 | 0 | 0 | 0 | 0 | 0 | 0 | 0 | 0 | 0 | 0 | 0
2000-10-08 | 1:00 | 55.4 | 0 | 0 | 0 | 0 | 0 | 0 | 0 | 0 | 0 | 0 | 0 | 0 | 0
2000-10-08 | 2:00 | 55.4 | 0 | 0 | 0 | 0 | 0 | 0 | 0 | 0 | 0 | 0 | 0 | 0 | 0
2000-10-08 | 3:00 | 53.6 | 0 | 0 | 0 | 0 | 0 | 0 | 0 | 0 | 0 | 0 | 0 | 0 | 0
2000-10-08 | 4:00 | 55.4 | 0 | 0 | 0 | 0 | 0 | 0 | 0 | 0 | 0 | 0 | 0 | 0 | 0
2000-10-08 | 5:00 | 57.2 | 0 | 0 | 0 | 0 | 0 | 0 | 0 | 0 | 0 | 0 | 0 | 0 | 0
2000-10-08 | 6:00 | 57.2 | 0 | 0 | 0 | 0 | 0 | 0 | 0 | 0 | 0 | 0 | 0 | 0 | 0
2000-10-08 | 7:00 | 60.8 | 136051.5423 | 136.0515 | 44282.2461 | 44.2822 | 44.2822 | 0 | 12.6521 | 0 | 32.0097 | 104.0418 | 104.0418 | 0 | 0
2000-10-08 | 8:00 | 60.8 | 194770.871 | 194.7709 | 42828.047 | 42.828 | 42.828 | 0 | 12.2366 | 0 | 30.9586 | 163.8123 | 163.8123 | 0 | 0
2000-10-08 | 9:00 | 60.8 | 224787.8486 | 224.7878 | 39509.5521 | 39.5096 | 39.5096 | 0 | 11.2884 | 0 | 28.5598 | 196.2281 | 196.2281 | 0 | 0
2000-10-08 | 10:00 | 62.6 | 242736.5829 | 242.7366 | 36609.8063 | 36.6098 | 36.6098 | 0 | 10.4599 | 0 | 26.4637 | 216.2729 | 216.2729 | 0 | 0
2000-10-08 | 11:00 | 62.6 | 255046.4919 | 255.0465 | 16245.0693 | 16.2451 | 16.2451 | 0 | 4.6414 | 0 | 11.7429 | 243.3036 | 243.3036 | 0 | 0
2000-10-08 | 12:00 | 66.2 | 302772.1791 | 302.7722 | 12285.5021 | 12.2855 | 12.2855 | 0 | 3.5101 | 0 | 8.8807 | 293.8915 | 293.8915 | 0 | 0
2000-10-08 | 13:00 | 71.6 | 397585.1835 | 397.5852 | 26834.2591 | 26.8343 | 26.8343 | 0 | 7.6669 | 0 | 19.3973 | 378.1878 | 378.1878 | 0 | 0
2000-10-08 | 14:00 | 73.4 | 464023.8634 | 464.0239 | 16154.6076 | 16.1546 | 16.1546 | 0 | 4.6156 | 0 | 11.6775 | 452.3464 | 452.3464 | 0 | 0
2000-10-08 | 15:00 | 75.2 | 506873.148 | 506.8731 | 4951.7014 | 4.9517 | 4.9517 | 0 | 1.4148 | 0 | 3.5794 | 503.2938 | 503.2938 | 0 | 0
2000-10-08 | 16:00 | 77 | 533598.3716 | 533.5984 | 2605.0761 | 2.6051 | 2.6051 | 0 | 0.74431 | 0 | 1.8831 | 531.7153 | 531.7153 | 0 | 0
2000-10-08 | 17:00 | 73.4 | 508193.2062 | 508.1932 | 11540.0686 | 11.5401 | 11.5401 | 0 | 3.2972 | 0 | 8.3418 | 499.8514 | 499.8514 | 0 | 0
2000-10-08 | 18:00 | 69.8 | 429698.5455 | 429.6985 | 26666.3283 | 26.6663 | 26.6663 | 0 | 7.619 | 0 | 19.2759 | 410.4226 | 410.4226 | 0 | 0
2000-10-08 | 19:00 | 64.4 | 337382.1562 | 337.3822 | 33706.1668 | 33.7062 | 33.7062 | 0 | 9.6303 | 0 | 24.3647 | 313.0174 | 313.0174 | 0 | 0
2000-10-08 | 20:00 | 62.6 | 267096.9259 | 267.0969 | 40845.5404 | 40.8455 | 40.8455 | 0 | 11.6702 | 0 | 29.5255 | 237.5714 | 237.5714 | 0 | 0
2000-10-08 | 21:00 | 62.6 | 250857.8458 | 250.8578 | 47041.1818 | 47.0412 | 47.0412 | 0 | 13.4403 | 0 | 34.0041 | 216.8538 | 216.8538 | 0 | 0
2000-10-08 | 22:00 | 59 | 178544.6914 | 178.5447 | 53361.339 | 53.3613 | 53.3613 | 0 | 15.2461 | 0 | 38.5726 | 139.9721 | 139.9721 | 0 | 0
2000-10-08 | 23:00 | 57.2 | 0 | 0 | 0 | 0 | 0 | 0 | 0 | 0 | 0 | 0 | 0 | 0 | 0
2000-10-08 | 24:00 | 57.2 | 0 | 0 | 0 | 0 | 0 | 0 | 0 | 0 | 0 | 0 | 0 | 0 | 0
2000-10-09 | 1:00 | 55.4 | 0 | 0 | 0 | 0 | 0 | 0 | 0 | 0 | 0 | 0 | 0 | 0 | 0
2000-10-09 | 2:00 | 53.6 | 0 | 0 | 0 | 0 | 0 | 0 | 0 | 0 | 0 | 0 | 0 | 0 | 0
2000-10-09 | 3:00 | 55.4 | 0 | 0 | 0 | 0 | 0 | 0 | 0 | 0 | 0 | 0 | 0 | 0 | 0
2000-10-09 | 4:00 | 57.2 | 0 | 0 | 0 | 0 | 0 | 0 | 0 | 0 | 0 | 0 | 0 | 0 | 0
2000-10-09 | 5:00 | 59 | 0 | 0 | 0 | 0 | 0 | 0 | 0 | 0 | 0 | 0 | 0 | 0 | 0
2000-10-09 | 6:00 | 59 | 0 | 0 | 0 | 0 | 0 | 0 | 0 | 0 | 0 | 0 | 0 | 0 | 0
2000-10-09 | 7:00 | 59 | 223941.0259 | 223.941 | 165343.4062 | 165.3434 | 165.3434 | 0 | 44.6874 | 0 | 113.0591 | 110.8819 | 110.8819 | 0 | 0
2000-10-09 | 8:00 | 59 | 225263.3356 | 225.2633 | 50425.9135 | 50.4259 | 50.4259 | 0 | 14.4074 | 0 | 36.4507 | 188.8126 | 188.8126 | 0 | 0
2000-10-09 | 9:00 | 59 | 423242.8581 | 423.2429 | 7277.9852 | 7.278 | 7.278 | 0 | 2.0794 | 0 | 5.2609 | 417.9819 | 417.9819 | 0 | 0
2000-10-09 | 10:00 | 60.8 | 457980.4616 | 457.9805 | 6210.0192 | 6.21 | 6.21 | 0 | 1.7743 | 0 | 4.489 | 453.4915 | 453.4915 | 0 | 0
2000-10-09 | 11:00 | 64.4 | 562005.4345 | 562.0054 | 5106.1606 | 5.1062 | 5.1062 | 0 | 1.4589 | 0 | 3.691 | 558.3144 | 558.3144 | 0 | 0
2000-10-09 | 12:00 | 69.8 | 698400.7068 | 698.4007 | 2497.1536 | 2.4972 | 2.4972 | 0 | 0.71347 | 0 | 1.8051 | 696.5956 | 696.5956 | 0 | 0
2000-10-09 | 13:00 | 73.4 | 791295.199 | 791.2952 | 2635.781 | 2.6358 | 2.6358 | 0 | 0.75308 | 0 | 1.9053 | 789.3899 | 789.3899 | 0 | 0
2000-10-09 | 14:00 | 73.4 | 914574.6226 | 914.5746 | 2387.9506 | 2.388 | 2.388 | 0 | 0.68227 | 0 | 1.7261 | 912.8485 | 912.8485 | 0 | 0
2000-10-09 | 15:00 | 73.4 | 1012103.5408 | 1012.1035 | 2252.7169 | 2.2527 | 2.2527 | 0 | 0.64363 | 0 | 1.6284 | 1010.4751 | 1010.4751 | 0 | 0
2000-10-09 | 16:00 | 73.4 | 1010862.9034 | 1010.8629 | 1601.4165 | 1.6014 | 1.6014 | 0 | 0.45755 | 0 | 1.1576 | 1009.7053 | 1009.7053 | 0 | 0
2000-10-09 | 17:00 | 69.8 | 901710.917 | 901.7109 | 722.6084 | 0.72261 | 0.72261 | 0 | 0.20646 | 0 | 0.52234 | 901.1886 | 901.1886 | 0 | 0
2000-10-09 | 18:00 | 66.2 | 553457.1465 | 553.4571 | 1518.7693 | 1.5188 | 1.5188 | 0 | 0.43393 | 0 | 1.0979 | 552.3593 | 552.3593 | 0 | 0
2000-10-09 | 19:00 | 62.6 | 538128.9461 | 538.1289 | 1786.2459 | 1.7862 | 1.7862 | 0 | 0.51036 | 0 | 1.2912 | 536.8377 | 536.8377 | 0 | 0
2000-10-09 | 20:00 | 60.8 | 389947.3739 | 389.9474 | 6976.7932 | 6.9768 | 6.9768 | 0 | 1.9934 | 0 | 5.0432 | 384.9041 | 384.9041 | 0 | 0
2000-10-09 | 21:00 | 60.8 | 248666.5349 | 248.6665 | 17107.238 | 17.1072 | 17.1072 | 0 | 4.8878 | 0 | 12.3661 | 236.3004 | 236.3004 | 0 | 0
2000-10-09 | 22:00 | 60.8 | 233946.0202 | 233.946 | 28092.7777 | 28.0928 | 28.0928 | 0 | 8.0265 | 0 | 20.3071 | 213.639 | 213.639 | 0 | 0
2000-10-09 | 23:00 | 60.8 | 0 | 0 | 0 | 0 | 0 | 0 | 0 | 0 | 0 | 0 | 0 | 0 | 0
2000-10-09 | 24:00 | 62.6 | 0 | 0 | 0 | 0 | 0 | 0 | 0 | 0 | 0 | 0 | 0 | 0 | 0
2000-10-10 | 1:00 | 60.8 | 0 | 0 | 0 | 0 | 0 | 0 | 0 | 0 | 0 | 0 | 0 | 0 | 0
2000-10-10 | 2:00 | 60.8 | 0 | 0 | 0 | 0 | 0 | 0 | 0 | 0 | 0 | 0 | 0 | 0 | 0
2000-10-10 | 3:00 | 60.8 | 0 | 0 | 0 | 0 | 0 | 0 | 0 | 0 | 0 | 0 | 0 | 0 | 0
2000-10-10 | 4:00 | 60.8 | 0 | 0 | 0 | 0 | 0 | 0 | 0 | 0 | 0 | 0 | 0 | 0 | 0
2000-10-10 | 5:00 | 60.8 | 0 | 0 | 0 | 0 | 0 | 0 | 0 | 0 | 0 | 0 | 0 | 0 | 0
2000-10-10 | 6:00 | 60.8 | 0 | 0 | 0 | 0 | 0 | 0 | 0 | 0 | 0 | 0 | 0 | 0 | 0
2000-10-10 | 7:00 | 60.8 | 223549.4772 | 223.5495 | 105633.3364 | 105.6333 | 105.6333 | 0 | 30.181 | 0 | 76.3578 | 147.1917 | 147.1917 | 0 | 0
2000-10-10 | 8:00 | 62.6 | 181262.4516 | 181.2625 | 26770.3731 | 26.7704 | 26.7704 | 0 | 7.6487 | 0 | 19.3512 | 161.9113 | 161.9113 | 0 | 0
2000-10-10 | 9:00 | 62.6 | 319138.7515 | 319.1388 | 2291.2297 | 2.2912 | 2.2912 | 0 | 0.65464 | 0 | 1.6562 | 317.4825 | 317.4825 | 0 | 0
2000-10-10 | 10:00 | 66.2 | 388169.9823 | 388.17 | 1513.5849 | 1.5136 | 1.5136 | 0 | 0.43245 | 0 | 1.0941 | 387.0759 | 387.0759 | 0 | 0
2000-10-10 | 11:00 | 66.2 | 429535.2179 | 429.5352 | 1081.1407 | 1.0811 | 1.0811 | 0 | 0.3089 | 0 | 0.78151 | 428.7537 | 428.7537 | 0 | 0
2000-10-10 | 12:00 | 66.2 | 394022.2173 | 394.0222 | 1208.2233 | 1.2082 | 1.2082 | 0 | 0.34521 | 0 | 0.87337 | 393.1488 | 393.1488 | 0 | 0
2000-10-10 | 13:00 | 68 | 381880.5183 | 381.8805 | 1583.549 | 1.5835 | 1.5835 | 0 | 0.45244 | 0 | 1.1447 | 380.7358 | 380.7358 | 0 | 0
2000-10-10 | 14:00 | 66.2 | 401598.4316 | 401.5984 | 1050.7292 | 1.0507 | 1.0507 | 0 | 0.30021 | 0 | 0.75953 | 400.8389 | 400.8389 | 0 | 0
2000-10-10 | 15:00 | 64.4 | 368436.076 | 368.4361 | 827.3876 | 0.82739 | 0.82739 | 0 | 0.2364 | 0 | 0.59808 | 367.838 | 367.838 | 0 | 0
2000-10-10 | 16:00 | 64.4 | 336623.8066 | 336.6238 | 809.0155 | 0.80902 | 0.80902 | 0 | 0.23115 | 0 | 0.5848 | 336.039 | 336.039 | 0 | 0
2000-10-10 | 17:00 | 62.6 | 297183.9429 | 297.1839 | 447.0788 | 0.44708 | 0.44708 | 0 | 0.12774 | 0 | 0.32317 | 296.8608 | 296.8608 | 0 | 0
2000-10-10 | 18:00 | 60.8 | 174646.0166 | 174.646 | 1226.1723 | 1.2262 | 1.2262 | 0 | 0.35033 | 0 | 0.88635 | 173.7597 | 173.7597 | 0 | 0
2000-10-10 | 19:00 | 55.4 | 91382.3564 | 91.3824 | 1589.4597 | 1.5895 | 1.5895 | 0 | 0.45413 | 0 | 1.149 | 90.2334 | 90.2334 | 0 | 0
2000-10-10 | 20:00 | 53.6 | 6109.2278 | 6.1092 | 10502.9123 | 10.5029 | 10.5029 | 0 | 3.0008 | 0 | 7.5921 | -1.4829 | 0 | 0 | 0
2000-10-10 | 21:00 | 53.6 | 6.7921 | 0.0067921 | 26925.7562 | 26.9258 | 26.9258 | 0 | 7.6931 | 0 | 19.4635 | -19.4567 | 0 | 0 | 0
2000-10-10 | 22:00 | 53.6 | 6.4823 | 0.0064823 | 41054.2302 | 41.0542 | 41.0542 | 0 | 11.7298 | 0 | 29.6763 | -29.6699 | 0 | 0 | 0
2000-10-10 | 23:00 | 51.8 | 0 | 0 | 0 | 0 | 0 | 0 | 0 | 0 | 0 | 0 | 0 | 0 | 0
2000-10-10 | 24:00 | 51.8 | 0 | 0 | 0 | 0 | 0 | 0 | 0 | 0 | 0 | 0 | 0 | 0 | 0
2000-10-11 | 1:00 | 51.8 | 0 | 0 | 0 | 0 | 0 | 0 | 0 | 0 | 0 | 0 | 0 | 0 | 0
2000-10-11 | 2:00 | 51.8 | 0 | 0 | 0 | 0 | 0 | 0 | 0 | 0 | 0 | 0 | 0 | 0 | 0
2000-10-11 | 3:00 | 53.6 | 0 | 0 | 0 | 0 | 0 | 0 | 0 | 0 | 0 | 0 | 0 | 0 | 0
2000-10-11 | 4:00 | 53.6 | 0 | 0 | 0 | 0 | 0 | 0 | 0 | 0 | 0 | 0 | 0 | 0 | 0
2000-10-11 | 5:00 | 53.6 | 0 | 0 | 0 | 0 | 0 | 0 | 0 | 0 | 0 | 0 | 0 | 0 | 0
2000-10-11 | 6:00 | 53.6 | 0 | 0 | 0 | 0 | 0 | 0 | 0 | 0 | 0 | 0 | 0 | 0 | 0
2000-10-11 | 7:00 | 53.6 | 65.6178 | 0.065618 | 138161.3319 | 138.1613 | 138.1613 | 0 | 37.3409 | 0 | 94.4725 | -94.4069 | 0 | 0 | 0
2000-10-11 | 8:00 | 53.6 | 9.4459 | 0.0094459 | 40718.7446 | 40.7187 | 40.7187 | 0 | 11.6339 | 0 | 29.4338 | -29.4244 | 0 | 0 | 0
2000-10-11 | 9:00 | 55.4 | 14294.7243 | 14.2947 | 4736.1435 | 4.7361 | 4.7361 | 0 | 1.3532 | 0 | 3.4236 | 10.8712 | 10.8712 | 0 | 0
2000-10-11 | 10:00 | 57.2 | 74780.5829 | 74.7806 | 3991.9005 | 3.9919 | 3.9919 | 0 | 1.1405 | 0 | 2.8856 | 71.895 | 71.895 | 0 | 0
2000-10-11 | 11:00 | 59 | 134145.3878 | 134.1454 | 5115.7353 | 5.1157 | 5.1157 | 0 | 1.4616 | 0 | 3.6979 | 130.4474 | 130.4474 | 0 | 0
2000-10-11 | 12:00 | 60.8 | 168988.003 | 168.988 | 2624.605 | 2.6246 | 2.6246 | 0 | 0.74989 | 0 | 1.8972 | 167.0908 | 167.0908 | 0 | 0
2000-10-11 | 13:00 | 62.6 | 209578.6727 | 209.5787 | 2505.0437 | 2.505 | 2.505 | 0 | 0.71573 | 0 | 1.8108 | 207.7679 | 207.7679 | 0 | 0
2000-10-11 | 14:00 | 64.4 | 294039.6955 | 294.0397 | 2160.783 | 2.1608 | 2.1608 | 0 | 0.61737 | 0 | 1.5619 | 292.4778 | 292.4778 | 0 | 0
2000-10-11 | 15:00 | 62.6 | 305727.2202 | 305.7272 | 2867.4831 | 2.8675 | 2.8675 | 0 | 0.81928 | 0 | 2.0728 | 303.6544 | 303.6544 | 0 | 0
2000-10-11 | 16:00 | 62.6 | 279648.3968 | 279.6484 | 2531.5586 | 2.5316 | 2.5316 | 0 | 0.7233 | 0 | 1.83 | 277.8184 | 277.8184 | 0 | 0
2000-10-11 | 17:00 | 62.6 | 282822.4136 | 282.8224 | 745.0343 | 0.74503 | 0.74503 | 0 | 0.21287 | 0 | 0.53855 | 282.2839 | 282.2839 | 0 | 0
2000-10-11 | 18:00 | 59 | 153977.1512 | 153.9772 | 1753.0993 | 1.7531 | 1.7531 | 0 | 0.50089 | 0 | 1.2672 | 152.7099 | 152.7099 | 0 | 0
2000-10-11 | 19:00 | 55.4 | 68436.3705 | 68.4364 | 3831.8947 | 3.8319 | 3.8319 | 0 | 1.0948 | 0 | 2.7699 | 65.6665 | 65.6665 | 0 | 0
2000-10-11 | 20:00 | 55.4 | 25053.8601 | 25.0539 | 12269.6635 | 12.2697 | 12.2697 | 0 | 3.5056 | 0 | 8.8692 | 16.1846 | 16.1846 | 0 | 0
2000-10-11 | 21:00 | 53.6 | 3990.5072 | 3.9905 | 25878.2978 | 25.8783 | 25.8783 | 0 | 7.3938 | 0 | 18.7063 | -14.7158 | 0 | 0 | 0
2000-10-11 | 22:00 | 51.8 | 1.5614 | 0.0015614 | 54557.185 | 54.5572 | 54.5572 | 0 | 15.5878 | 0 | 39.4371 | -39.4355 | 0 | 0 | 0
2000-10-11 | 23:00 | 53.6 | 0 | 0 | 0 | 0 | 0 | 0 | 0 | 0 | 0 | 0 | 0 | 0 | 0
2000-10-11 | 24:00 | 53.6 | 0 | 0 | 0 | 0 | 0 | 0 | 0 | 0 | 0 | 0 | 0 | 0 | 0
2000-10-12 | 1:00 | 51.8 | 0 | 0 | 0 | 0 | 0 | 0 | 0 | 0 | 0 | 0 | 0 | 0 | 0
2000-10-12 | 2:00 | 50 | 0 | 0 | 0 | 0 | 0 | 0 | 0 | 0 | 0 | 0 | 0 | 0 | 0
2000-10-12 | 3:00 | 51.8 | 0 | 0 | 0 | 0 | 0 | 0 | 0 | 0 | 0 | 0 | 0 | 0 | 0
2000-10-12 | 4:00 | 53.6 | 0 | 0 | 0 | 0 | 0 | 0 | 0 | 0 | 0 | 0 | 0 | 0 | 0
2000-10-12 | 5:00 | 51.8 | 0 | 0 | 0 | 0 | 0 | 0 | 0 | 0 | 0 | 0 | 0 | 0 | 0
2000-10-12 | 6:00 | 51.8 | 0 | 0 | 0 | 0 | 0 | 0 | 0 | 0 | 0 | 0 | 0 | 0 | 0
2000-10-12 | 7:00 | 51.8 | 5.345 | 0.005345 | 155739.488 | 155.7395 | 155.7395 | 0 | 42.0918 | 0 | 106.4921 | -106.4868 | 0 | 0 | 0
2000-10-12 | 8:00 | 55.4 | 4136.8263 | 4.1368 | 41431.7308 | 41.4317 | 41.4317 | 0 | 11.8376 | 0 | 29.9492 | -25.8124 | 0 | 0 | 0
2000-10-12 | 9:00 | 60.8 | 140518.303 | 140.5183 | 4470.2093 | 4.4702 | 4.4702 | 0 | 1.2772 | 0 | 3.2313 | 137.287 | 137.287 | 0 | 0
2000-10-12 | 10:00 | 62.6 | 264914.7738 | 264.9148 | 2872.7871 | 2.8728 | 2.8728 | 0 | 0.8208 | 0 | 2.0766 | 262.8382 | 262.8382 | 0 | 0
2000-10-12 | 11:00 | 62.6 | 290328.3339 | 290.3283 | 1765.4024 | 1.7654 | 1.7654 | 0 | 0.5044 | 0 | 1.2761 | 289.0522 | 289.0522 | 0 | 0
2000-10-12 | 12:00 | 66.2 | 345682.0429 | 345.682 | 1556.3565 | 1.5564 | 1.5564 | 0 | 0.44467 | 0 | 1.125 | 344.557 | 344.557 | 0 | 0
2000-10-12 | 13:00 | 68 | 405310.5605 | 405.3106 | 1774.1945 | 1.7742 | 1.7742 | 0 | 0.50691 | 0 | 1.2825 | 404.0281 | 404.0281 | 0 | 0
2000-10-12 | 14:00 | 68 | 444784.9138 | 444.7849 | 1158.7157 | 1.1587 | 1.1587 | 0 | 0.33106 | 0 | 0.83759 | 443.9473 | 443.9473 | 0 | 0
2000-10-12 | 15:00 | 66.2 | 426500.9895 | 426.501 | 812.3884 | 0.81239 | 0.81239 | 0 | 0.23211 | 0 | 0.58724 | 425.9137 | 425.9137 | 0 | 0
2000-10-12 | 16:00 | 66.2 | 412559.1465 | 412.5591 | 631.5839 | 0.63158 | 0.63158 | 0 | 0.18045 | 0 | 0.45654 | 412.1026 | 412.1026 | 0 | 0
2000-10-12 | 17:00 | 64.4 | 385041.4937 | 385.0415 | 451.7413 | 0.45174 | 0.45174 | 0 | 0.12907 | 0 | 0.32654 | 384.7149 | 384.7149 | 0 | 0
2000-10-12 | 18:00 | 60.8 | 209767.187 | 209.7672 | 1211.447 | 1.2114 | 1.2114 | 0 | 0.34613 | 0 | 0.8757 | 208.8915 | 208.8915 | 0 | 0
2000-10-12 | 19:00 | 60.8 | 191440.8551 | 191.4409 | 1506.0396 | 1.506 | 1.506 | 0 | 0.4303 | 0 | 1.0887 | 190.3522 | 190.3522 | 0 | 0
2000-10-12 | 20:00 | 57.2 | 134092.289 | 134.0923 | 7032.9399 | 7.0329 | 7.0329 | 0 | 2.0094 | 0 | 5.0838 | 129.0085 | 129.0085 | 0 | 0
2000-10-12 | 21:00 | 55.4 | 37744.0041 | 37.744 | 17365.4649 | 17.3655 | 17.3655 | 0 | 4.9616 | 0 | 12.5528 | 25.1913 | 25.1913 | 0 | 0
2000-10-12 | 22:00 | 53.6 | 3299.2104 | 3.2992 | 32621.8469 | 32.6218 | 32.6218 | 0 | 9.3205 | 0 | 23.5809 | -20.2817 | 0 | 0 | 0
2000-10-12 | 23:00 | 53.6 | 0 | 0 | 0 | 0 | 0 | 0 | 0 | 0 | 0 | 0 | 0 | 0 | 0
2000-10-12 | 24:00 | 51.8 | 0 | 0 | 0 | 0 | 0 | 0 | 0 | 0 | 0 | 0 | 0 | 0 | 0
2000-10-13 | 1:00 | 50 | 0 | 0 | 0 | 0 | 0 | 0 | 0 | 0 | 0 | 0 | 0 | 0 | 0
2000-10-13 | 2:00 | 50 | 0 | 0 | 0 | 0 | 0 | 0 | 0 | 0 | 0 | 0 | 0 | 0 | 0
2000-10-13 | 3:00 | 48.2 | 0 | 0 | 0 | 0 | 0 | 0 | 0 | 0 | 0 | 0 | 0 | 0 | 0
2000-10-13 | 4:00 | 48.2 | 0 | 0 | 0 | 0 | 0 | 0 | 0 | 0 | 0 | 0 | 0 | 0 | 0
2000-10-13 | 5:00 | 46.4 | 0 | 0 | 0 | 0 | 0 | 0 | 0 | 0 | 0 | 0 | 0 | 0 | 0
2000-10-13 | 6:00 | 46.4 | 0 | 0 | 0 | 0 | 0 | 0 | 0 | 0 | 0 | 0 | 0 | 0 | 0
2000-10-13 | 7:00 | 50 | 1.2751 | 0.0012751 | 209328.7398 | 209.3287 | 209.3287 | 0 | 56.5753 | 0 | 143.1356 | -143.1343 | 0 | 0 | 0
2000-10-13 | 8:00 | 55.4 | 3861.5633 | 3.8616 | 50465.6174 | 50.4656 | 50.4656 | 0 | 14.4187 | 0 | 36.4794 | -32.6179 | 0 | 0 | 0
2000-10-13 | 9:00 | 60.8 | 141721.7143 | 141.7217 | 4919.1048 | 4.9191 | 4.9191 | 0 | 1.4055 | 0 | 3.5558 | 138.1659 | 138.1659 | 0 | 0
2000-10-13 | 10:00 | 66.2 | 349562.3567 | 349.5624 | 3140.8847 | 3.1409 | 3.1409 | 0 | 0.8974 | 0 | 2.2704 | 347.2919 | 347.2919 | 0 | 0
2000-10-13 | 11:00 | 71.6 | 566692.4154 | 566.6924 | 1949.5108 | 1.9495 | 1.9495 | 0 | 0.557 | 0 | 1.4092 | 565.2832 | 565.2832 | 0 | 0
2000-10-13 | 12:00 | 73.4 | 662077.3665 | 662.0774 | 1648.9253 | 1.6489 | 1.6489 | 0 | 0.47112 | 0 | 1.1919 | 660.8854 | 660.8854 | 0 | 0
2000-10-13 | 13:00 | 75.2 | 675939.5338 | 675.9395 | 1848.6402 | 1.8486 | 1.8486 | 0 | 0.52818 | 0 | 1.3363 | 674.6032 | 674.6032 | 0 | 0
2000-10-13 | 14:00 | 77 | 753625.0081 | 753.625 | 1192.8467 | 1.1928 | 1.1928 | 0 | 0.34081 | 0 | 0.86226 | 752.7628 | 752.7628 | 0 | 0
2000-10-13 | 15:00 | 77 | 852755.6041 | 852.7556 | 680.6936 | 0.68069 | 0.68069 | 0 | 0.19448 | 0 | 0.49204 | 852.2636 | 852.2636 | 0 | 0
2000-10-13 | 16:00 | 75.2 | 847249.6671 | 847.2497 | 524.1099 | 0.52411 | 0.52411 | 0 | 0.14975 | 0 | 0.37886 | 846.8708 | 846.8708 | 0 | 0
2000-10-13 | 17:00 | 73.4 | 737757.6112 | 737.7576 | 383.2444 | 0.38324 | 0.38324 | 0 | 0.1095 | 0 | 0.27703 | 737.4806 | 737.4806 | 0 | 0
2000-10-13 | 18:00 | 69.8 | 487007.7517 | 487.0078 | 1089.38 | 1.0894 | 1.0894 | 0 | 0.31125 | 0 | 0.78747 | 486.2203 | 486.2203 | 0 | 0
2000-10-13 | 19:00 | 64.4 | 388195.9867 | 388.196 | 1333.4394 | 1.3334 | 1.3334 | 0 | 0.38098 | 0 | 0.96389 | 387.2321 | 387.2321 | 0 | 0
2000-10-13 | 20:00 | 59 | 203179.547 | 203.1795 | 5000.3228 | 5.0003 | 5.0003 | 0 | 1.4287 | 0 | 3.6145 | 199.565 | 199.565 | 0 | 0
2000-10-13 | 21:00 | 57.2 | 75042.7744 | 75.0428 | 13151.8869 | 13.1519 | 13.1519 | 0 | 3.7577 | 0 | 9.5069 | 65.5358 | 65.5358 | 0 | 0
2000-10-13 | 22:00 | 53.6 | 15806.8052 | 15.8068 | 26042.6701 | 26.0427 | 26.0427 | 0 | 7.4408 | 0 | 18.8251 | -3.0183 | 0 | 0 | 0
2000-10-13 | 23:00 | 51.8 | 0 | 0 | 0 | 0 | 0 | 0 | 0 | 0 | 0 | 0 | 0 | 0 | 0
2000-10-13 | 24:00 | 53.6 | 0 | 0 | 0 | 0 | 0 | 0 | 0 | 0 | 0 | 0 | 0 | 0 | 0
2000-10-14 | 1:00 | 48.2 | 0 | 0 | 0 | 0 | 0 | 0 | 0 | 0 | 0 | 0 | 0 | 0 | 0
2000-10-14 | 2:00 | 48.2 | 0 | 0 | 0 | 0 | 0 | 0 | 0 | 0 | 0 | 0 | 0 | 0 | 0
2000-10-14 | 3:00 | 46.4 | 0 | 0 | 0 | 0 | 0 | 0 | 0 | 0 | 0 | 0 | 0 | 0 | 0
2000-10-14 | 4:00 | 48.2 | 0 | 0 | 0 | 0 | 0 | 0 | 0 | 0 | 0 | 0 | 0 | 0 | 0
2000-10-14 | 5:00 | 46.4 | 0 | 0 | 0 | 0 | 0 | 0 | 0 | 0 | 0 | 0 | 0 | 0 | 0
2000-10-14 | 6:00 | 48.2 | 0 | 0 | 0 | 0 | 0 | 0 | 0 | 0 | 0 | 0 | 0 | 0 | 0
2000-10-14 | 7:00 | 53.6 | 2.7606 | 0.0027606 | 168507.0494 | 168.507 | 168.507 | 0 | 45.5424 | 0 | 115.2224 | -115.2196 | 0 | 0 | 0
2000-10-14 | 8:00 | 60.8 | 61249.9367 | 61.2499 | 67797.73 | 67.7977 | 67.7977 | 0 | 19.3708 | 0 | 49.0081 | 12.2419 | 12.2419 | 0 | 0
2000-10-14 | 9:00 | 66.2 | 218011.0823 | 218.0111 | 33928.6698 | 33.9287 | 33.9287 | 0 | 9.6939 | 0 | 24.5256 | 193.4855 | 193.4855 | 0 | 0
2000-10-14 | 10:00 | 75.2 | 476084.8328 | 476.0848 | 9783.8597 | 9.7839 | 9.7839 | 0 | 2.7954 | 0 | 7.0723 | 469.0125 | 469.0125 | 0 | 0
2000-10-14 | 11:00 | 75.2 | 606431.5036 | 606.4315 | 5196.0594 | 5.1961 | 5.1961 | 0 | 1.4846 | 0 | 3.756 | 602.6755 | 602.6755 | 0 | 0
2000-10-14 | 12:00 | 80.6 | 672306.3781 | 672.3064 | 6609.2169 | 6.6092 | 6.6092 | 0 | 1.8883 | 0 | 4.7775 | 667.5289 | 667.5289 | 0 | 0
2000-10-14 | 13:00 | 82.4 | 770440.2821 | 770.4403 | 8220.8944 | 8.2209 | 8.2209 | 0 | 2.3488 | 0 | 5.9425 | 764.4977 | 764.4977 | 0 | 0
2000-10-14 | 14:00 | 82.4 | 831449.6855 | 831.4497 | 3817.6048 | 3.8176 | 3.8176 | 0 | 1.0907 | 0 | 2.7596 | 828.6901 | 828.6901 | 0 | 0
2000-10-14 | 15:00 | 80.6 | 792115.8408 | 792.1158 | 4159.6158 | 4.1596 | 4.1596 | 0 | 1.1885 | 0 | 3.0068 | 789.109 | 789.109 | 0 | 0
2000-10-14 | 16:00 | 78.8 | 721724.5914 | 721.7246 | 4314.3501 | 4.3144 | 4.3144 | 0 | 1.2327 | 0 | 3.1187 | 718.6059 | 718.6059 | 0 | 0
2000-10-14 | 17:00 | 75.2 | 520406.3637 | 520.4064 | 8459.7126 | 8.4597 | 8.4597 | 0 | 2.4171 | 0 | 6.1152 | 514.2912 | 514.2912 | 0 | 0
2000-10-14 | 18:00 | 71.6 | 369827.3771 | 369.8274 | 40022.0582 | 40.0221 | 40.0221 | 0 | 11.4349 | 0 | 28.9302 | 340.8971 | 340.8971 | 0 | 0
2000-10-14 | 19:00 | 66.2 | 269340.5924 | 269.3406 | 6868.6487 | 6.8686 | 6.8686 | 0 | 1.9625 | 0 | 4.9651 | 264.3755 | 264.3755 | 0 | 0
2000-10-14 | 20:00 | 64.4 | 200920.2281 | 200.9202 | 22899.1643 | 22.8992 | 22.8992 | 0 | 6.5426 | 0 | 16.5528 | 184.3674 | 184.3674 | 0 | 0
2000-10-14 | 21:00 | 62.6 | 165290.9761 | 165.291 | 31100.0819 | 31.1001 | 31.1001 | 0 | 8.8857 | 0 | 22.4809 | 142.8101 | 142.8101 | 0 | 0
2000-10-14 | 22:00 | 57.2 | 90572.5896 | 90.5726 | 36698.1377 | 36.6981 | 36.6981 | 0 | 10.4852 | 0 | 26.5275 | 64.0451 | 64.0451 | 0 | 0
2000-10-14 | 23:00 | 57.2 | 0 | 0 | 0 | 0 | 0 | 0 | 0 | 0 | 0 | 0 | 0 | 0 | 0
2000-10-14 | 24:00 | 55.4 | 0 | 0 | 0 | 0 | 0 | 0 | 0 | 0 | 0 | 0 | 0 | 0 | 0
2000-10-15 | 1:00 | 51.8 | 0 | 0 | 0 | 0 | 0 | 0 | 0 | 0 | 0 | 0 | 0 | 0 | 0
2000-10-15 | 2:00 | 48.2 | 0 | 0 | 0 | 0 | 0 | 0 | 0 | 0 | 0 | 0 | 0 | 0 | 0
2000-10-15 | 3:00 | 46.4 | 0 | 0 | 0 | 0 | 0 | 0 | 0 | 0 | 0 | 0 | 0 | 0 | 0
2000-10-15 | 4:00 | 48.2 | 0 | 0 | 0 | 0 | 0 | 0 | 0 | 0 | 0 | 0 | 0 | 0 | 0
2000-10-15 | 5:00 | 46.4 | 0 | 0 | 0 | 0 | 0 | 0 | 0 | 0 | 0 | 0 | 0 | 0 | 0
2000-10-15 | 6:00 | 46.4 | 0 | 0 | 0 | 0 | 0 | 0 | 0 | 0 | 0 | 0 | 0 | 0 | 0
2000-10-15 | 7:00 | 51.8 | 0.29385 | 0.00029385 | 105720.837 | 105.7208 | 105.7208 | 0 | 30.206 | 0 | 76.4211 | -76.4208 | 0 | 0 | 0
2000-10-15 | 8:00 | 59 | 33756.7499 | 33.7567 | 42731.0844 | 42.7311 | 42.7311 | 0 | 12.2089 | 0 | 30.8885 | 2.8683 | 2.8683 | 0 | 0
2000-10-15 | 9:00 | 66.2 | 152328.1445 | 152.3281 | 35089.3633 | 35.0894 | 35.0894 | 0 | 10.0255 | 0 | 25.3646 | 126.9635 | 126.9635 | 0 | 0
2000-10-15 | 10:00 | 71.6 | 287424.0866 | 287.4241 | 31637.8954 | 31.6379 | 31.6379 | 0 | 9.0394 | 0 | 22.8697 | 264.5544 | 264.5544 | 0 | 0
2000-10-15 | 11:00 | 75.2 | 391568.8263 | 391.5688 | 12125.8248 | 12.1258 | 12.1258 | 0 | 3.4645 | 0 | 8.7652 | 382.8036 | 382.8036 | 0 | 0
2000-10-15 | 12:00 | 78.8 | 472651.8427 | 472.6518 | 10040.9107 | 10.0409 | 10.0409 | 0 | 2.8688 | 0 | 7.2581 | 465.3937 | 465.3937 | 0 | 0
2000-10-15 | 13:00 | 80.6 | 518587.842 | 518.5878 | 23085.5956 | 23.0856 | 23.0856 | 0 | 6.5959 | 0 | 16.6876 | 501.9003 | 501.9003 | 0 | 0
2000-10-15 | 14:00 | 78.8 | 503631.1357 | 503.6311 | 15496.5428 | 15.4965 | 15.4965 | 0 | 4.4276 | 0 | 11.2018 | 492.4293 | 492.4293 | 0 | 0
2000-10-15 | 15:00 | 77 | 458570.8078 | 458.5708 | 4883.7033 | 4.8837 | 4.8837 | 0 | 1.3953 | 0 | 3.5302 | 455.0406 | 455.0406 | 0 | 0
2000-10-15 | 16:00 | 75.2 | 423775.9413 | 423.7759 | 3935.2002 | 3.9352 | 3.9352 | 0 | 1.1243 | 0 | 2.8446 | 420.9314 | 420.9314 | 0 | 0
2000-10-15 | 17:00 | 71.6 | 369097.9927 | 369.098 | 22412.3135 | 22.4123 | 22.4123 | 0 | 6.4035 | 0 | 16.2009 | 352.8971 | 352.8971 | 0 | 0
2000-10-15 | 18:00 | 68 | 291848.0899 | 291.8481 | 32014.281 | 32.0143 | 32.0143 | 0 | 9.1469 | 0 | 23.1418 | 268.7063 | 268.7063 | 0 | 0
2000-10-15 | 19:00 | 64.4 | 218765.3631 | 218.7654 | 35198.5893 | 35.1986 | 35.1986 | 0 | 10.0567 | 0 | 25.4436 | 193.3218 | 193.3218 | 0 | 0
2000-10-15 | 20:00 | 62.6 | 165455.3898 | 165.4554 | 40651.0202 | 40.651 | 40.651 | 0 | 11.6146 | 0 | 29.3849 | 136.0705 | 136.0705 | 0 | 0
2000-10-15 | 21:00 | 60.8 | 130829.2233 | 130.8292 | 47087.3664 | 47.0874 | 47.0874 | 0 | 13.4535 | 0 | 34.0374 | 96.7918 | 96.7918 | 0 | 0
2000-10-15 | 22:00 | 55.4 | 58647.1522 | 58.6472 | 52962.9663 | 52.963 | 52.963 | 0 | 15.1323 | 0 | 38.2847 | 20.3625 | 20.3625 | 0 | 0
2000-10-15 | 23:00 | 53.6 | 0 | 0 | 0 | 0 | 0 | 0 | 0 | 0 | 0 | 0 | 0 | 0 | 0
2000-10-15 | 24:00 | 53.6 | 0 | 0 | 0 | 0 | 0 | 0 | 0 | 0 | 0 | 0 | 0 | 0 | 0
2000-10-16 | 1:00 | 51.8 | 0 | 0 | 0 | 0 | 0 | 0 | 0 | 0 | 0 | 0 | 0 | 0 | 0
2000-10-16 | 2:00 | 51.8 | 0 | 0 | 0 | 0 | 0 | 0 | 0 | 0 | 0 | 0 | 0 | 0 | 0
2000-10-16 | 3:00 | 51.8 | 0 | 0 | 0 | 0 | 0 | 0 | 0 | 0 | 0 | 0 | 0 | 0 | 0
2000-10-16 | 4:00 | 50 | 0 | 0 | 0 | 0 | 0 | 0 | 0 | 0 | 0 | 0 | 0 | 0 | 0
2000-10-16 | 5:00 | 48.2 | 0 | 0 | 0 | 0 | 0 | 0 | 0 | 0 | 0 | 0 | 0 | 0 | 0
2000-10-16 | 6:00 | 48.2 | 0 | 0 | 0 | 0 | 0 | 0 | 0 | 0 | 0 | 0 | 0 | 0 | 0
2000-10-16 | 7:00 | 53.6 | 6.402 | 0.006402 | 203490.1846 | 203.4902 | 203.4902 | 0 | 54.9973 | 0 | 139.1433 | -139.1369 | 0 | 0 | 0
2000-10-16 | 8:00 | 60.8 | 69476.7952 | 69.4768 | 46330.6419 | 46.3306 | 46.3306 | 0 | 13.2373 | 0 | 33.4904 | 35.9864 | 35.9864 | 0 | 0
2000-10-16 | 9:00 | 68 | 374415.9953 | 374.416 | 4675.0045 | 4.675 | 4.675 | 0 | 1.3357 | 0 | 3.3794 | 371.0366 | 371.0366 | 0 | 0
2000-10-16 | 10:00 | 75.2 | 666444.4675 | 666.4445 | 3210.7308 | 3.2107 | 3.2107 | 0 | 0.91735 | 0 | 2.3209 | 664.1236 | 664.1236 | 0 | 0
2000-10-16 | 11:00 | 82.4 | 942715.1066 | 942.7151 | 2248.8446 | 2.2488 | 2.2488 | 0 | 0.64253 | 0 | 1.6256 | 941.0895 | 941.0895 | 0 | 0
2000-10-16 | 12:00 | 86 | 1078699.595 | 1078.6996 | 2176.117 | 2.1761 | 2.1761 | 0 | 0.62175 | 0 | 1.573 | 1077.1266 | 1077.1266 | 0 | 0
2000-10-16 | 13:00 | 87.8 | 1088119.8609 | 1088.1199 | 2219.6159 | 2.2196 | 2.2196 | 0 | 0.63418 | 0 | 1.6045 | 1086.5154 | 1086.5154 | 0 | 0
2000-10-16 | 14:00 | 87.8 | 1207989.8836 | 1207.9899 | 1575.99 | 1.576 | 1.576 | 0 | 0.45028 | 0 | 1.1392 | 1206.8507 | 1206.8507 | 0 | 0
2000-10-16 | 15:00 | 84.2 | 1188535.4632 | 1188.5355 | 879.3794 | 0.87938 | 0.87938 | 0 | 0.25125 | 0 | 0.63567 | 1187.8998 | 1187.8998 | 0 | 0
2000-10-16 | 16:00 | 82.4 | 1074758.908 | 1074.7589 | 644.3463 | 0.64435 | 0.64435 | 0 | 0.1841 | 0 | 0.46577 | 1074.2931 | 1074.2931 | 0 | 0
2000-10-16 | 17:00 | 78.8 | 954383.5726 | 954.3836 | 460.5989 | 0.4606 | 0.4606 | 0 | 0.1316 | 0 | 0.33295 | 954.0506 | 954.0506 | 0 | 0
2000-10-16 | 18:00 | 73.4 | 616877.7594 | 616.8778 | 1141.5474 | 1.1415 | 1.1415 | 0 | 0.32616 | 0 | 0.82518 | 616.0526 | 616.0526 | 0 | 0
2000-10-16 | 19:00 | 66.2 | 490342.4725 | 490.3425 | 1367.2076 | 1.3672 | 1.3672 | 0 | 0.39063 | 0 | 0.9883 | 489.3542 | 489.3542 | 0 | 0
2000-10-16 | 20:00 | 64.4 | 354978.8429 | 354.9788 | 4137.1632 | 4.1372 | 4.1372 | 0 | 1.182 | 0 | 2.9906 | 351.9883 | 351.9883 | 0 | 0
2000-10-16 | 21:00 | 60.8 | 216952.538 | 216.9525 | 12232.2181 | 12.2322 | 12.2322 | 0 | 3.4949 | 0 | 8.8421 | 208.1104 | 208.1104 | 0 | 0
2000-10-16 | 22:00 | 59 | 110502.2996 | 110.5023 | 23773.9744 | 23.774 | 23.774 | 0 | 6.7926 | 0 | 17.1852 | 93.3171 | 93.3171 | 0 | 0
2000-10-16 | 23:00 | 57.2 | 0 | 0 | 0 | 0 | 0 | 0 | 0 | 0 | 0 | 0 | 0 | 0 | 0
2000-10-16 | 24:00 | 55.4 | 0 | 0 | 0 | 0 | 0 | 0 | 0 | 0 | 0 | 0 | 0 | 0 | 0
2000-10-17 | 1:00 | 53.6 | 0 | 0 | 0 | 0 | 0 | 0 | 0 | 0 | 0 | 0 | 0 | 0 | 0
2000-10-17 | 2:00 | 51.8 | 0 | 0 | 0 | 0 | 0 | 0 | 0 | 0 | 0 | 0 | 0 | 0 | 0
2000-10-17 | 3:00 | 51.8 | 0 | 0 | 0 | 0 | 0 | 0 | 0 | 0 | 0 | 0 | 0 | 0 | 0
2000-10-17 | 4:00 | 51.8 | 0 | 0 | 0 | 0 | 0 | 0 | 0 | 0 | 0 | 0 | 0 | 0 | 0
2000-10-17 | 5:00 | 50 | 0 | 0 | 0 | 0 | 0 | 0 | 0 | 0 | 0 | 0 | 0 | 0 | 0
2000-10-17 | 6:00 | 51.8 | 0 | 0 | 0 | 0 | 0 | 0 | 0 | 0 | 0 | 0 | 0 | 0 | 0
2000-10-17 | 7:00 | 55.4 | 5847.3266 | 5.8473 | 130635.4934 | 130.6355 | 130.6355 | 0 | 35.3069 | 0 | 89.3264 | -83.4791 | 0 | 0 | 0
2000-10-17 | 8:00 | 64.4 | 133459.5779 | 133.4596 | 31078.2799 | 31.0783 | 31.0783 | 0 | 8.8795 | 0 | 22.4652 | 110.9944 | 110.9944 | 0 | 0
2000-10-17 | 9:00 | 73.4 | 547258.6847 | 547.2587 | 2631.6009 | 2.6316 | 2.6316 | 0 | 0.75189 | 0 | 1.9023 | 545.3564 | 545.3564 | 0 | 0
2000-10-17 | 10:00 | 80.6 | 867350.8142 | 867.3508 | 1598.1921 | 1.5982 | 1.5982 | 0 | 0.45663 | 0 | 1.1553 | 866.1955 | 866.1955 | 0 | 0
2000-10-17 | 11:00 | 84.2 | 1025583.9277 | 1025.5839 | 1124.053 | 1.1241 | 1.1241 | 0 | 0.32116 | 0 | 0.81253 | 1024.7714 | 1024.7714 | 0 | 0
2000-10-17 | 12:00 | 87.8 | 1134188.0523 | 1134.1881 | 1153.0866 | 1.1531 | 1.1531 | 0 | 0.32945 | 0 | 0.83352 | 1133.3545 | 1133.3545 | 0 | 0
2000-10-17 | 13:00 | 91.4 | 1195848.7427 | 1195.8487 | 1380.6939 | 1.3807 | 1.3807 | 0 | 0.39448 | 0 | 0.99804 | 1194.8507 | 1194.8507 | 0 | 0
2000-10-17 | 14:00 | 89.6 | 1308931.049 | 1308.931 | 822.5713 | 0.82257 | 0.82257 | 0 | 0.23502 | 0 | 0.5946 | 1308.3364 | 1308.3364 | 0 | 0
2000-10-17 | 15:00 | 86 | 1291025.0244 | 1291.025 | 348.9767 | 0.34898 | 0.34898 | 0 | 0.099708 | 0 | 0.25226 | 1290.7728 | 1290.7728 | 0 | 0
2000-10-17 | 16:00 | 82.4 | 1165648.8124 | 1165.6488 | 202.3026 | 0.2023 | 0.2023 | 0 | 0.057801 | 0 | 0.14624 | 1165.5026 | 1165.5026 | 0 | 0
2000-10-17 | 17:00 | 78.8 | 979670.4252 | 979.6704 | 111.0626 | 0.11106 | 0.11106 | 0 | 0.031732 | 0 | 0.080282 | 979.5901 | 979.5901 | 0 | 0
2000-10-17 | 18:00 | 71.6 | 612911.893 | 612.9119 | 667.9577 | 0.66796 | 0.66796 | 0 | 0.19085 | 0 | 0.48284 | 612.4291 | 612.4291 | 0 | 0
2000-10-17 | 19:00 | 66.2 | 478947.0679 | 478.9471 | 929.6526 | 0.92965 | 0.92965 | 0 | 0.26562 | 0 | 0.67201 | 478.2751 | 478.2751 | 0 | 0
2000-10-17 | 20:00 | 66.2 | 462124.1843 | 462.1242 | 3065.8956 | 3.0659 | 3.0659 | 0 | 0.87597 | 0 | 2.2162 | 459.908 | 459.908 | 0 | 0
2000-10-17 | 21:00 | 64.4 | 403281.5916 | 403.2816 | 10573.2741 | 10.5733 | 10.5733 | 0 | 3.0209 | 0 | 7.643 | 395.6386 | 395.6386 | 0 | 0
2000-10-17 | 22:00 | 60.8 | 293871.1479 | 293.8711 | 16652.3305 | 16.6523 | 16.6523 | 0 | 4.7578 | 0 | 12.0373 | 281.8339 | 281.8339 | 0 | 0
2000-10-17 | 23:00 | 59 | 0 | 0 | 0 | 0 | 0 | 0 | 0 | 0 | 0 | 0 | 0 | 0 | 0
2000-10-17 | 24:00 | 59 | 0 | 0 | 0 | 0 | 0 | 0 | 0 | 0 | 0 | 0 | 0 | 0 | 0
2000-10-18 | 1:00 | 60.8 | 0 | 0 | 0 | 0 | 0 | 0 | 0 | 0 | 0 | 0 | 0 | 0 | 0
2000-10-18 | 2:00 | 60.8 | 0 | 0 | 0 | 0 | 0 | 0 | 0 | 0 | 0 | 0 | 0 | 0 | 0
2000-10-18 | 3:00 | 59 | 0 | 0 | 0 | 0 | 0 | 0 | 0 | 0 | 0 | 0 | 0 | 0 | 0
2000-10-18 | 4:00 | 59 | 0 | 0 | 0 | 0 | 0 | 0 | 0 | 0 | 0 | 0 | 0 | 0 | 0
2000-10-18 | 5:00 | 60.8 | 0 | 0 | 0 | 0 | 0 | 0 | 0 | 0 | 0 | 0 | 0 | 0 | 0
2000-10-18 | 6:00 | 59 | 0 | 0 | 0 | 0 | 0 | 0 | 0 | 0 | 0 | 0 | 0 | 0 | 0
2000-10-18 | 7:00 | 57.2 | 135461.7381 | 135.4617 | 93239.0186 | 93.239 | 93.239 | 0 | 26.6397 | 0 | 67.3985 | 68.0632 | 68.0632 | 0 | 0
2000-10-18 | 8:00 | 64.4 | 263233.4134 | 263.2334 | 23633.6728 | 23.6337 | 23.6337 | 0 | 6.7525 | 0 | 17.0838 | 246.1496 | 246.1496 | 0 | 0
2000-10-18 | 9:00 | 68 | 704147.5784 | 704.1476 | 1566.9927 | 1.567 | 1.567 | 0 | 0.44771 | 0 | 1.1327 | 703.0149 | 703.0149 | 0 | 0
2000-10-18 | 10:00 | 69.8 | 798441.3711 | 798.4414 | 972.8899 | 0.97289 | 0.97289 | 0 | 0.27797 | 0 | 0.70326 | 797.7381 | 797.7381 | 0 | 0
2000-10-18 | 11:00 | 71.6 | 797060.005 | 797.06 | 828.9865 | 0.82899 | 0.82899 | 0 | 0.23685 | 0 | 0.59924 | 796.4608 | 796.4608 | 0 | 0
2000-10-18 | 12:00 | 71.6 | 802734.7718 | 802.7348 | 833.5898 | 0.83359 | 0.83359 | 0 | 0.23817 | 0 | 0.60257 | 802.1322 | 802.1322 | 0 | 0
2000-10-18 | 13:00 | 73.4 | 738663.2987 | 738.6633 | 1153.3041 | 1.1533 | 1.1533 | 0 | 0.32952 | 0 | 0.83367 | 737.8296 | 737.8296 | 0 | 0
2000-10-18 | 14:00 | 73.4 | 827092.2302 | 827.0922 | 705.5526 | 0.70555 | 0.70555 | 0 | 0.20159 | 0 | 0.51001 | 826.5822 | 826.5822 | 0 | 0
2000-10-18 | 15:00 | 71.6 | 877889.3899 | 877.8894 | 356.8564 | 0.35686 | 0.35686 | 0 | 0.10196 | 0 | 0.25796 | 877.6314 | 877.6314 | 0 | 0
2000-10-18 | 16:00 | 69.8 | 745947.8389 | 745.9478 | 307.4033 | 0.3074 | 0.3074 | 0 | 0.08783 | 0 | 0.22221 | 745.7256 | 745.7256 | 0 | 0
2000-10-18 | 17:00 | 69.8 | 688490.0904 | 688.4901 | 177.4586 | 0.17746 | 0.17746 | 0 | 0.050702 | 0 | 0.12828 | 688.3618 | 688.3618 | 0 | 0
2000-10-18 | 18:00 | 68 | 491653.8749 | 491.6539 | 874.736 | 0.87474 | 0.87474 | 0 | 0.24992 | 0 | 0.63231 | 491.0216 | 491.0216 | 0 | 0
2000-10-18 | 19:00 | 64.4 | 551266.4461 | 551.2664 | 1139.6566 | 1.1397 | 1.1397 | 0 | 0.32562 | 0 | 0.82381 | 550.4426 | 550.4426 | 0 | 0
2000-10-18 | 20:00 | 64.4 | 558068.9946 | 558.069 | 4902.5703 | 4.9026 | 4.9026 | 0 | 1.4007 | 0 | 3.5439 | 554.5251 | 554.5251 | 0 | 0
2000-10-18 | 21:00 | 62.6 | 439286.1523 | 439.2862 | 12485.3199 | 12.4853 | 12.4853 | 0 | 3.5672 | 0 | 9.0251 | 430.261 | 430.261 | 0 | 0
2000-10-18 | 22:00 | 60.8 | 247153.3893 | 247.1534 | 21481.0057 | 21.481 | 21.481 | 0 | 6.1374 | 0 | 15.5277 | 231.6257 | 231.6257 | 0 | 0
2000-10-18 | 23:00 | 59 | 0 | 0 | 0 | 0 | 0 | 0 | 0 | 0 | 0 | 0 | 0 | 0 | 0
2000-10-18 | 24:00 | 57.2 | 0 | 0 | 0 | 0 | 0 | 0 | 0 | 0 | 0 | 0 | 0 | 0 | 0
2000-10-19 | 1:00 | 59 | 0 | 0 | 0 | 0 | 0 | 0 | 0 | 0 | 0 | 0 | 0 | 0 | 0
2000-10-19 | 2:00 | 60.8 | 0 | 0 | 0 | 0 | 0 | 0 | 0 | 0 | 0 | 0 | 0 | 0 | 0
2000-10-19 | 3:00 | 60.8 | 0 | 0 | 0 | 0 | 0 | 0 | 0 | 0 | 0 | 0 | 0 | 0 | 0
2000-10-19 | 4:00 | 59 | 0 | 0 | 0 | 0 | 0 | 0 | 0 | 0 | 0 | 0 | 0 | 0 | 0
2000-10-19 | 5:00 | 59 | 0 | 0 | 0 | 0 | 0 | 0 | 0 | 0 | 0 | 0 | 0 | 0 | 0
2000-10-19 | 6:00 | 59 | 0 | 0 | 0 | 0 | 0 | 0 | 0 | 0 | 0 | 0 | 0 | 0 | 0
2000-10-19 | 7:00 | 60.8 | 256927.4049 | 256.9274 | 92763.7012 | 92.7637 | 92.7637 | 0 | 26.5039 | 0 | 67.0549 | 189.8725 | 189.8725 | 0 | 0
2000-10-19 | 8:00 | 60.8 | 234139.5339 | 234.1395 | 26221.5117 | 26.2215 | 26.2215 | 0 | 7.4919 | 0 | 18.9544 | 215.1851 | 215.1851 | 0 | 0
2000-10-19 | 9:00 | 62.6 | 463553.3197 | 463.5533 | 1817.608 | 1.8176 | 1.8176 | 0 | 0.51932 | 0 | 1.3139 | 462.2394 | 462.2394 | 0 | 0
2000-10-19 | 10:00 | 66.2 | 591238.3654 | 591.2384 | 1157.6536 | 1.1577 | 1.1577 | 0 | 0.33076 | 0 | 0.83682 | 590.4015 | 590.4015 | 0 | 0
2000-10-19 | 11:00 | 69.8 | 768458.1936 | 768.4582 | 754.618 | 0.75462 | 0.75462 | 0 | 0.21561 | 0 | 0.54548 | 767.9127 | 767.9127 | 0 | 0
2000-10-19 | 12:00 | 73.4 | 926350.1449 | 926.3501 | 867.4772 | 0.86748 | 0.86748 | 0 | 0.24785 | 0 | 0.62706 | 925.7231 | 925.7231 | 0 | 0
2000-10-19 | 13:00 | 78.8 | 1053582.0218 | 1053.582 | 1179.4439 | 1.1794 | 1.1794 | 0 | 0.33698 | 0 | 0.85257 | 1052.7295 | 1052.7295 | 0 | 0
2000-10-19 | 14:00 | 80.6 | 1160327.6768 | 1160.3277 | 722.0539 | 0.72205 | 0.72205 | 0 | 0.2063 | 0 | 0.52194 | 1159.8057 | 1159.8057 | 0 | 0
2000-10-19 | 15:00 | 80.6 | 1228253.9764 | 1228.254 | 319.696 | 0.3197 | 0.3197 | 0 | 0.091342 | 0 | 0.23109 | 1228.0229 | 1228.0229 | 0 | 0
2000-10-19 | 16:00 | 78.8 | 1280600.2654 | 1280.6003 | 226.693 | 0.22669 | 0.22669 | 0 | 0.064769 | 0 | 0.16387 | 1280.4364 | 1280.4364 | 0 | 0
2000-10-19 | 17:00 | 75.2 | 1149800.5258 | 1149.8005 | 122.3235 | 0.12232 | 0.12232 | 0 | 0.03495 | 0 | 0.088422 | 1149.7121 | 1149.7121 | 0 | 0
2000-10-19 | 18:00 | 71.6 | 772431.0375 | 772.431 | 793.6344 | 0.79363 | 0.79363 | 0 | 0.22675 | 0 | 0.57368 | 771.8574 | 771.8574 | 0 | 0
2000-10-19 | 19:00 | 66.2 | 710399.5909 | 710.3996 | 1035.8108 | 1.0358 | 1.0358 | 0 | 0.29595 | 0 | 0.74874 | 709.6508 | 709.6508 | 0 | 0
2000-10-19 | 20:00 | 62.6 | 566790.1482 | 566.7901 | 4503.1522 | 4.5032 | 4.5032 | 0 | 1.2866 | 0 | 3.2551 | 563.535 | 563.535 | 0 | 0
2000-10-19 | 21:00 | 60.8 | 332617.6011 | 332.6176 | 11563.2457 | 11.5632 | 11.5632 | 0 | 3.3038 | 0 | 8.3586 | 324.259 | 324.259 | 0 | 0
2000-10-19 | 22:00 | 60.8 | 197550.5203 | 197.5505 | 20185.311 | 20.1853 | 20.1853 | 0 | 5.7672 | 0 | 14.5911 | 182.9594 | 182.9594 | 0 | 0
2000-10-19 | 23:00 | 59 | 0 | 0 | 0 | 0 | 0 | 0 | 0 | 0 | 0 | 0 | 0 | 0 | 0
2000-10-19 | 24:00 | 57.2 | 0 | 0 | 0 | 0 | 0 | 0 | 0 | 0 | 0 | 0 | 0 | 0 | 0
2000-10-20 | 1:00 | 55.4 | 0 | 0 | 0 | 0 | 0 | 0 | 0 | 0 | 0 | 0 | 0 | 0 | 0
2000-10-20 | 2:00 | 55.4 | 0 | 0 | 0 | 0 | 0 | 0 | 0 | 0 | 0 | 0 | 0 | 0 | 0
2000-10-20 | 3:00 | 55.4 | 0 | 0 | 0 | 0 | 0 | 0 | 0 | 0 | 0 | 0 | 0 | 0 | 0
2000-10-20 | 4:00 | 53.6 | 0 | 0 | 0 | 0 | 0 | 0 | 0 | 0 | 0 | 0 | 0 | 0 | 0
2000-10-20 | 5:00 | 53.6 | 0 | 0 | 0 | 0 | 0 | 0 | 0 | 0 | 0 | 0 | 0 | 0 | 0
2000-10-20 | 6:00 | 53.6 | 0 | 0 | 0 | 0 | 0 | 0 | 0 | 0 | 0 | 0 | 0 | 0 | 0
2000-10-20 | 7:00 | 55.4 | 9103.0805 | 9.1031 | 100380.2145 | 100.3802 | 100.3802 | 0 | 28.6801 | 0 | 72.5606 | -63.4575 | 0 | 0 | 0
2000-10-20 | 8:00 | 55.4 | 22552.6397 | 22.5526 | 25451.0531 | 25.4511 | 25.4511 | 0 | 7.2717 | 0 | 18.3975 | 4.1552 | 4.1552 | 0 | 0
2000-10-20 | 9:00 | 62.6 | 276847.3413 | 276.8473 | 2237.0717 | 2.2371 | 2.2371 | 0 | 0.63916 | 0 | 1.6171 | 275.2303 | 275.2303 | 0 | 0
2000-10-20 | 10:00 | 68 | 657352.8129 | 657.3528 | 1516.9401 | 1.5169 | 1.5169 | 0 | 0.43341 | 0 | 1.0965 | 656.2563 | 656.2563 | 0 | 0
2000-10-20 | 11:00 | 73.4 | 960665.5243 | 960.6655 | 911.772 | 0.91177 | 0.91177 | 0 | 0.26051 | 0 | 0.65908 | 960.0064 | 960.0064 | 0 | 0
2000-10-20 | 12:00 | 78.8 | 1134495.599 | 1134.4956 | 999.5776 | 0.99958 | 0.99958 | 0 | 0.28559 | 0 | 0.72255 | 1133.773 | 1133.773 | 0 | 0
2000-10-20 | 13:00 | 80.6 | 1262461.5302 | 1262.4615 | 1287.6616 | 1.2877 | 1.2877 | 0 | 0.3679 | 0 | 0.9308 | 1261.5307 | 1261.5307 | 0 | 0
2000-10-20 | 14:00 | 80.6 | 1343448.4912 | 1343.4485 | 792.492 | 0.79249 | 0.79249 | 0 | 0.22643 | 0 | 0.57286 | 1342.8756 | 1342.8756 | 0 | 0
2000-10-20 | 15:00 | 77 | 1292330.076 | 1292.3301 | 354.3183 | 0.35432 | 0.35432 | 0 | 0.10123 | 0 | 0.25612 | 1292.074 | 1292.074 | 0 | 0
2000-10-20 | 16:00 | 73.4 | 1137282.293 | 1137.2823 | 242.6422 | 0.24264 | 0.24264 | 0 | 0.069326 | 0 | 0.1754 | 1137.1069 | 1137.1069 | 0 | 0
2000-10-20 | 17:00 | 69.8 | 919034.156 | 919.0342 | 139.8294 | 0.13983 | 0.13983 | 0 | 0.039951 | 0 | 0.10108 | 918.9331 | 918.9331 | 0 | 0
2000-10-20 | 18:00 | 66.2 | 683884.5442 | 683.8845 | 810.6318 | 0.81063 | 0.81063 | 0 | 0.23161 | 0 | 0.58597 | 683.2986 | 683.2986 | 0 | 0
2000-10-20 | 19:00 | 64.4 | 739676.0526 | 739.6761 | 1067.2869 | 1.0673 | 1.0673 | 0 | 0.30494 | 0 | 0.7715 | 738.9046 | 738.9046 | 0 | 0
2000-10-20 | 20:00 | 62.6 | 597633.5963 | 597.6336 | 4553.0416 | 4.553 | 4.553 | 0 | 1.3009 | 0 | 3.2912 | 594.3424 | 594.3424 | 0 | 0
2000-10-20 | 21:00 | 62.6 | 429986.2704 | 429.9863 | 11154.5943 | 11.1546 | 11.1546 | 0 | 3.187 | 0 | 8.0632 | 421.9231 | 421.9231 | 0 | 0
2000-10-20 | 22:00 | 59 | 289849.948 | 289.8499 | 19934.3406 | 19.9343 | 19.9343 | 0 | 5.6955 | 0 | 14.4097 | 275.4403 | 275.4403 | 0 | 0
2000-10-20 | 23:00 | 57.2 | 0 | 0 | 0 | 0 | 0 | 0 | 0 | 0 | 0 | 0 | 0 | 0 | 0
2000-10-20 | 24:00 | 60.8 | 0 | 0 | 0 | 0 | 0 | 0 | 0 | 0 | 0 | 0 | 0 | 0 | 0
2000-10-21 | 1:00 | 60.8 | 0 | 0 | 0 | 0 | 0 | 0 | 0 | 0 | 0 | 0 | 0 | 0 | 0
2000-10-21 | 2:00 | 60.8 | 0 | 0 | 0 | 0 | 0 | 0 | 0 | 0 | 0 | 0 | 0 | 0 | 0
2000-10-21 | 3:00 | 60.8 | 0 | 0 | 0 | 0 | 0 | 0 | 0 | 0 | 0 | 0 | 0 | 0 | 0
2000-10-21 | 4:00 | 60.8 | 0 | 0 | 0 | 0 | 0 | 0 | 0 | 0 | 0 | 0 | 0 | 0 | 0
2000-10-21 | 5:00 | 59 | 0 | 0 | 0 | 0 | 0 | 0 | 0 | 0 | 0 | 0 | 0 | 0 | 0
2000-10-21 | 6:00 | 59 | 0 | 0 | 0 | 0 | 0 | 0 | 0 | 0 | 0 | 0 | 0 | 0 | 0
2000-10-21 | 7:00 | 60.8 | 255334.269 | 255.3343 | 96494.4757 | 96.4945 | 96.4945 | 0 | 27.5699 | 0 | 69.7517 | 185.5825 | 185.5825 | 0 | 0
2000-10-21 | 8:00 | 60.8 | 250209.3797 | 250.2094 | 63854.1494 | 63.8541 | 63.8541 | 0 | 18.244 | 0 | 46.1574 | 204.052 | 204.052 | 0 | 0
2000-10-21 | 9:00 | 62.6 | 298479.5706 | 298.4796 | 31518.3299 | 31.5183 | 31.5183 | 0 | 9.0052 | 0 | 22.7832 | 275.6963 | 275.6963 | 0 | 0
2000-10-21 | 10:00 | 64.4 | 380455.686 | 380.4557 | 11088.6002 | 11.0886 | 11.0886 | 0 | 3.1682 | 0 | 8.0155 | 372.4402 | 372.4402 | 0 | 0
2000-10-21 | 11:00 | 64.4 | 377834.4561 | 377.8345 | 7333.6113 | 7.3336 | 7.3336 | 0 | 2.0953 | 0 | 5.3012 | 372.5333 | 372.5333 | 0 | 0
2000-10-21 | 12:00 | 69.8 | 436941.7045 | 436.9417 | 6484.6186 | 6.4846 | 6.4846 | 0 | 1.8527 | 0 | 4.6875 | 432.2543 | 432.2543 | 0 | 0
2000-10-21 | 13:00 | 69.8 | 417855.3392 | 417.8553 | 9962.1046 | 9.9621 | 9.9621 | 0 | 2.8463 | 0 | 7.2012 | 410.6542 | 410.6542 | 0 | 0
2000-10-21 | 14:00 | 69.8 | 399179.3552 | 399.1794 | 8886.8118 | 8.8868 | 8.8868 | 0 | 2.5391 | 0 | 6.4239 | 392.7555 | 392.7555 | 0 | 0
2000-10-21 | 15:00 | 68 | 370381.33 | 370.3813 | 7153.8083 | 7.1538 | 7.1538 | 0 | 2.0439 | 0 | 5.1712 | 365.2101 | 365.2101 | 0 | 0
2000-10-21 | 16:00 | 66.2 | 334294.4799 | 334.2945 | 7258.0454 | 7.258 | 7.258 | 0 | 2.0737 | 0 | 5.2465 | 329.0479 | 329.0479 | 0 | 0
2000-10-21 | 17:00 | 64.4 | 295037.9295 | 295.0379 | 28354.7274 | 28.3547 | 28.3547 | 0 | 8.1014 | 0 | 20.4964 | 274.5415 | 274.5415 | 0 | 0
2000-10-21 | 18:00 | 62.6 | 216302.6272 | 216.3026 | 58262.9615 | 58.263 | 58.263 | 0 | 16.6466 | 0 | 42.1158 | 174.1868 | 174.1868 | 0 | 0
2000-10-21 | 19:00 | 62.6 | 187884.7949 | 187.8848 | 8062.3382 | 8.0623 | 8.0623 | 0 | 2.3035 | 0 | 5.8279 | 182.0569 | 182.0569 | 0 | 0
2000-10-21 | 20:00 | 62.6 | 187788.7238 | 187.7887 | 28986.7309 | 28.9867 | 28.9867 | 0 | 8.2819 | 0 | 20.9533 | 166.8355 | 166.8355 | 0 | 0
2000-10-21 | 21:00 | 62.6 | 187788.812 | 187.7888 | 35800.7025 | 35.8007 | 35.8007 | 0 | 10.2288 | 0 | 25.8788 | 161.91 | 161.91 | 0 | 0
2000-10-21 | 22:00 | 62.6 | 187788.8121 | 187.7888 | 39015.4967 | 39.0155 | 39.0155 | 0 | 11.1473 | 0 | 28.2026 | 159.5862 | 159.5862 | 0 | 0
2000-10-21 | 23:00 | 62.6 | 0 | 0 | 0 | 0 | 0 | 0 | 0 | 0 | 0 | 0 | 0 | 0 | 0
2000-10-21 | 24:00 | 60.8 | 0 | 0 | 0 | 0 | 0 | 0 | 0 | 0 | 0 | 0 | 0 | 0 | 0
2000-10-22 | 1:00 | 57.2 | 0 | 0 | 0 | 0 | 0 | 0 | 0 | 0 | 0 | 0 | 0 | 0 | 0
2000-10-22 | 2:00 | 57.2 | 0 | 0 | 0 | 0 | 0 | 0 | 0 | 0 | 0 | 0 | 0 | 0 | 0
2000-10-22 | 3:00 | 55.4 | 0 | 0 | 0 | 0 | 0 | 0 | 0 | 0 | 0 | 0 | 0 | 0 | 0
2000-10-22 | 4:00 | 53.6 | 0 | 0 | 0 | 0 | 0 | 0 | 0 | 0 | 0 | 0 | 0 | 0 | 0
2000-10-22 | 5:00 | 53.6 | 0 | 0 | 0 | 0 | 0 | 0 | 0 | 0 | 0 | 0 | 0 | 0 | 0
2000-10-22 | 6:00 | 51.8 | 0 | 0 | 0 | 0 | 0 | 0 | 0 | 0 | 0 | 0 | 0 | 0 | 0
2000-10-22 | 7:00 | 55.4 | 4710.5645 | 4.7106 | 51652.9294 | 51.6529 | 51.6529 | 0 | 14.758 | 0 | 37.3377 | -32.6271 | 0 | 0 | 0
2000-10-22 | 8:00 | 62.6 | 97627.6297 | 97.6276 | 37134.2362 | 37.1342 | 37.1342 | 0 | 10.6098 | 0 | 26.8427 | 70.7849 | 70.7849 | 0 | 0
2000-10-22 | 9:00 | 71.6 | 222654.1335 | 222.6541 | 32190.2268 | 32.1902 | 32.1902 | 0 | 9.1972 | 0 | 23.2689 | 199.3852 | 199.3852 | 0 | 0
2000-10-22 | 10:00 | 73.4 | 329105.7356 | 329.1057 | 28497.4341 | 28.4974 | 28.4974 | 0 | 8.1421 | 0 | 20.5996 | 308.5062 | 308.5062 | 0 | 0
2000-10-22 | 11:00 | 75.2 | 377003.5728 | 377.0036 | 10543.1617 | 10.5432 | 10.5432 | 0 | 3.0123 | 0 | 7.6212 | 369.3824 | 369.3824 | 0 | 0
2000-10-22 | 12:00 | 78.8 | 444161.9551 | 444.162 | 9020.6271 | 9.0206 | 9.0206 | 0 | 2.5773 | 0 | 6.5206 | 437.6413 | 437.6413 | 0 | 0
2000-10-22 | 13:00 | 75.2 | 422304.6707 | 422.3047 | 22635.4351 | 22.6354 | 22.6354 | 0 | 6.4673 | 0 | 16.3622 | 405.9425 | 405.9425 | 0 | 0
2000-10-22 | 14:00 | 75.2 | 374107.3213 | 374.1073 | 23680.2534 | 23.6803 | 23.6803 | 0 | 6.7658 | 0 | 17.1174 | 356.9899 | 356.9899 | 0 | 0
2000-10-22 | 15:00 | 73.4 | 354936.5938 | 354.9366 | 10136.5101 | 10.1365 | 10.1365 | 0 | 2.8961 | 0 | 7.3272 | 347.6093 | 347.6093 | 0 | 0
2000-10-22 | 16:00 | 73.4 | 337647.4734 | 337.6475 | 5817.8736 | 5.8179 | 5.8179 | 0 | 1.6622 | 0 | 4.2055 | 333.442 | 333.442 | 0 | 0
2000-10-22 | 17:00 | 71.6 | 316264.6551 | 316.2647 | 22819.8676 | 22.8199 | 22.8199 | 0 | 6.52 | 0 | 16.4955 | 299.7692 | 299.7692 | 0 | 0
2000-10-22 | 18:00 | 69.8 | 275049.1508 | 275.0492 | 31230.5902 | 31.2306 | 31.2306 | 0 | 8.923 | 0 | 22.5753 | 252.4739 | 252.4739 | 0 | 0
2000-10-22 | 19:00 | 68 | 241159.7507 | 241.1598 | 34351.0747 | 34.3511 | 34.3511 | 0 | 9.8146 | 0 | 24.8309 | 216.3288 | 216.3288 | 0 | 0
2000-10-22 | 20:00 | 66.2 | 207117.6256 | 207.1176 | 40760.0879 | 40.7601 | 40.7601 | 0 | 11.6457 | 0 | 29.4637 | 177.6539 | 177.6539 | 0 | 0
2000-10-22 | 21:00 | 69.8 | 229374.9022 | 229.3749 | 45334.5704 | 45.3346 | 45.3346 | 0 | 12.9527 | 0 | 32.7704 | 196.6045 | 196.6045 | 0 | 0
2000-10-22 | 22:00 | 66.2 | 223039.7275 | 223.0397 | 48002.8892 | 48.0029 | 48.0029 | 0 | 13.7151 | 0 | 34.6992 | 188.3405 | 188.3405 | 0 | 0
2000-10-22 | 23:00 | 62.6 | 0 | 0 | 0 | 0 | 0 | 0 | 0 | 0 | 0 | 0 | 0 | 0 | 0
2000-10-22 | 24:00 | 57.2 | 0 | 0 | 0 | 0 | 0 | 0 | 0 | 0 | 0 | 0 | 0 | 0 | 0
2000-10-23 | 1:00 | 59 | 0 | 0 | 0 | 0 | 0 | 0 | 0 | 0 | 0 | 0 | 0 | 0 | 0
2000-10-23 | 2:00 | 62.6 | 0 | 0 | 0 | 0 | 0 | 0 | 0 | 0 | 0 | 0 | 0 | 0 | 0
2000-10-23 | 3:00 | 64.4 | 0 | 0 | 0 | 0 | 0 | 0 | 0 | 0 | 0 | 0 | 0 | 0 | 0
2000-10-23 | 4:00 | 60.8 | 0 | 0 | 0 | 0 | 0 | 0 | 0 | 0 | 0 | 0 | 0 | 0 | 0
2000-10-23 | 5:00 | 57.2 | 0 | 0 | 0 | 0 | 0 | 0 | 0 | 0 | 0 | 0 | 0 | 0 | 0
2000-10-23 | 6:00 | 57.2 | 0 | 0 | 0 | 0 | 0 | 0 | 0 | 0 | 0 | 0 | 0 | 0 | 0
2000-10-23 | 7:00 | 62.6 | 136228.9186 | 136.2289 | 147089.4825 | 147.0895 | 147.0895 | 0 | 39.7539 | 0 | 100.5774 | 35.6515 | 35.6515 | 0 | 0
2000-10-23 | 8:00 | 62.6 | 167365.9363 | 167.3659 | 40766.9751 | 40.767 | 40.767 | 0 | 11.6477 | 0 | 29.4687 | 137.8972 | 137.8972 | 0 | 0
2000-10-23 | 9:00 | 68 | 385499.735 | 385.4997 | 3198.3212 | 3.1983 | 3.1983 | 0 | 0.91381 | 0 | 2.3119 | 383.1878 | 383.1878 | 0 | 0
2000-10-23 | 10:00 | 73.4 | 605594.4021 | 605.5944 | 2289.499 | 2.2895 | 2.2895 | 0 | 0.65414 | 0 | 1.655 | 603.9394 | 603.9394 | 0 | 0
2000-10-23 | 11:00 | 73.4 | 668195.681 | 668.1957 | 1799.2289 | 1.7992 | 1.7992 | 0 | 0.51407 | 0 | 1.3006 | 666.8951 | 666.8951 | 0 | 0
2000-10-23 | 12:00 | 73.4 | 609205.796 | 609.2058 | 1778.8076 | 1.7788 | 1.7788 | 0 | 0.50823 | 0 | 1.2858 | 607.92 | 607.92 | 0 | 0
2000-10-23 | 13:00 | 73.4 | 542560.12 | 542.5601 | 1951.1245 | 1.9511 | 1.9511 | 0 | 0.55746 | 0 | 1.4104 | 541.1497 | 541.1497 | 0 | 0
2000-10-23 | 14:00 | 73.4 | 582070.129 | 582.0701 | 1477.2523 | 1.4773 | 1.4773 | 0 | 0.42207 | 0 | 1.0678 | 581.0023 | 581.0023 | 0 | 0
2000-10-23 | 15:00 | 71.6 | 621750.296 | 621.7503 | 1224.1948 | 1.2242 | 1.2242 | 0 | 0.34977 | 0 | 0.88492 | 620.8654 | 620.8654 | 0 | 0
2000-10-23 | 16:00 | 71.6 | 606538.7436 | 606.5387 | 869.7768 | 0.86978 | 0.86978 | 0 | 0.24851 | 0 | 0.62872 | 605.91 | 605.91 | 0 | 0
2000-10-23 | 17:00 | 69.8 | 562564.9013 | 562.5649 | 530.568 | 0.53057 | 0.53057 | 0 | 0.15159 | 0 | 0.38352 | 562.1814 | 562.1814 | 0 | 0
2000-10-23 | 18:00 | 66.2 | 351402.5578 | 351.4026 | 1372.4042 | 1.3724 | 1.3724 | 0 | 0.39212 | 0 | 0.99205 | 350.4105 | 350.4105 | 0 | 0
2000-10-23 | 19:00 | 64.4 | 331032.7483 | 331.0327 | 1825.15 | 1.8251 | 1.8251 | 0 | 0.52147 | 0 | 1.3193 | 329.7134 | 329.7134 | 0 | 0
2000-10-23 | 20:00 | 62.6 | 274625.9768 | 274.626 | 6028.4614 | 6.0285 | 6.0285 | 0 | 1.7224 | 0 | 4.3577 | 270.2683 | 270.2683 | 0 | 0
2000-10-23 | 21:00 | 62.6 | 217262.2159 | 217.2622 | 14809.3944 | 14.8094 | 14.8094 | 0 | 4.2313 | 0 | 10.7051 | 206.5571 | 206.5571 | 0 | 0
2000-10-23 | 22:00 | 62.6 | 180602.8898 | 180.6029 | 27120.9101 | 27.1209 | 27.1209 | 0 | 7.7488 | 0 | 19.6045 | 160.9983 | 160.9983 | 0 | 0
2000-10-23 | 23:00 | 62.6 | 0 | 0 | 0 | 0 | 0 | 0 | 0 | 0 | 0 | 0 | 0 | 0 | 0
2000-10-23 | 24:00 | 62.6 | 0 | 0 | 0 | 0 | 0 | 0 | 0 | 0 | 0 | 0 | 0 | 0 | 0
2000-10-24 | 1:00 | 60.8 | 0 | 0 | 0 | 0 | 0 | 0 | 0 | 0 | 0 | 0 | 0 | 0 | 0
2000-10-24 | 2:00 | 60.8 | 0 | 0 | 0 | 0 | 0 | 0 | 0 | 0 | 0 | 0 | 0 | 0 | 0
2000-10-24 | 3:00 | 59 | 0 | 0 | 0 | 0 | 0 | 0 | 0 | 0 | 0 | 0 | 0 | 0 | 0
2000-10-24 | 4:00 | 57.2 | 0 | 0 | 0 | 0 | 0 | 0 | 0 | 0 | 0 | 0 | 0 | 0 | 0
2000-10-24 | 5:00 | 55.4 | 0 | 0 | 0 | 0 | 0 | 0 | 0 | 0 | 0 | 0 | 0 | 0 | 0
2000-10-24 | 6:00 | 53.6 | 0 | 0 | 0 | 0 | 0 | 0 | 0 | 0 | 0 | 0 | 0 | 0 | 0
2000-10-24 | 7:00 | 55.4 | 8786.9658 | 8.787 | 119160.6436 | 119.1606 | 119.1606 | 0 | 34.0459 | 0 | 86.1361 | -77.3492 | 0 | 0 | 0
2000-10-24 | 8:00 | 60.8 | 94120.6161 | 94.1206 | 30788.748 | 30.7887 | 30.7887 | 0 | 8.7968 | 0 | 22.2559 | 71.8647 | 71.8647 | 0 | 0
2000-10-24 | 9:00 | 64.4 | 400746.1557 | 400.7462 | 2589.636 | 2.5896 | 2.5896 | 0 | 0.7399 | 0 | 1.8719 | 398.8742 | 398.8742 | 0 | 0
2000-10-24 | 10:00 | 68 | 540597.2683 | 540.5973 | 1746.1326 | 1.7461 | 1.7461 | 0 | 0.4989 | 0 | 1.2622 | 539.3351 | 539.3351 | 0 | 0
2000-10-24 | 11:00 | 69.8 | 584437.1964 | 584.4372 | 1076.2194 | 1.0762 | 1.0762 | 0 | 0.30749 | 0 | 0.77795 | 583.6592 | 583.6592 | 0 | 0
2000-10-24 | 12:00 | 71.6 | 613090.016 | 613.09 | 1095.649 | 1.0956 | 1.0956 | 0 | 0.31304 | 0 | 0.792 | 612.298 | 612.298 | 0 | 0
2000-10-24 | 13:00 | 73.4 | 629222.0152 | 629.222 | 1410.1159 | 1.4101 | 1.4101 | 0 | 0.40289 | 0 | 1.0193 | 628.2027 | 628.2027 | 0 | 0
2000-10-24 | 14:00 | 75.2 | 719912.7751 | 719.9128 | 918.9448 | 0.91894 | 0.91894 | 0 | 0.26256 | 0 | 0.66427 | 719.2485 | 719.2485 | 0 | 0
2000-10-24 | 15:00 | 73.4 | 768887.8382 | 768.8878 | 493.4643 | 0.49346 | 0.49346 | 0 | 0.14099 | 0 | 0.3567 | 768.5311 | 768.5311 | 0 | 0
2000-10-24 | 16:00 | 73.4 | 730716.4797 | 730.7165 | 386.9483 | 0.38695 | 0.38695 | 0 | 0.11056 | 0 | 0.27971 | 730.4368 | 730.4368 | 0 | 0
2000-10-24 | 17:00 | 71.6 | 647302.6751 | 647.3027 | 291.7917 | 0.29179 | 0.29179 | 0 | 0.083369 | 0 | 0.21092 | 647.0918 | 647.0918 | 0 | 0
2000-10-24 | 18:00 | 69.8 | 454416.7455 | 454.4167 | 998.2965 | 0.9983 | 0.9983 | 0 | 0.28523 | 0 | 0.72163 | 453.6951 | 453.6951 | 0 | 0
2000-10-24 | 19:00 | 64.4 | 390658.9569 | 390.659 | 1260.1307 | 1.2601 | 1.2601 | 0 | 0.36004 | 0 | 0.91089 | 389.7481 | 389.7481 | 0 | 0
2000-10-24 | 20:00 | 62.6 | 291381.2337 | 291.3812 | 4807.8206 | 4.8078 | 4.8078 | 0 | 1.3737 | 0 | 3.4754 | 287.9059 | 287.9059 | 0 | 0
2000-10-24 | 21:00 | 62.6 | 234832.3066 | 234.8323 | 12870.8587 | 12.8709 | 12.8709 | 0 | 3.6774 | 0 | 9.3038 | 225.5285 | 225.5285 | 0 | 0
2000-10-24 | 22:00 | 59 | 138028.1488 | 138.0281 | 23209.8555 | 23.2099 | 23.2099 | 0 | 6.6314 | 0 | 16.7774 | 121.2507 | 121.2507 | 0 | 0
2000-10-24 | 23:00 | 57.2 | 0 | 0 | 0 | 0 | 0 | 0 | 0 | 0 | 0 | 0 | 0 | 0 | 0
2000-10-24 | 24:00 | 57.2 | 0 | 0 | 0 | 0 | 0 | 0 | 0 | 0 | 0 | 0 | 0 | 0 | 0
2000-10-25 | 1:00 | 55.4 | 0 | 0 | 0 | 0 | 0 | 0 | 0 | 0 | 0 | 0 | 0 | 0 | 0
2000-10-25 | 2:00 | 53.6 | 0 | 0 | 0 | 0 | 0 | 0 | 0 | 0 | 0 | 0 | 0 | 0 | 0
2000-10-25 | 3:00 | 55.4 | 0 | 0 | 0 | 0 | 0 | 0 | 0 | 0 | 0 | 0 | 0 | 0 | 0
2000-10-25 | 4:00 | 53.6 | 0 | 0 | 0 | 0 | 0 | 0 | 0 | 0 | 0 | 0 | 0 | 0 | 0
2000-10-25 | 5:00 | 51.8 | 0 | 0 | 0 | 0 | 0 | 0 | 0 | 0 | 0 | 0 | 0 | 0 | 0
2000-10-25 | 6:00 | 51.8 | 0 | 0 | 0 | 0 | 0 | 0 | 0 | 0 | 0 | 0 | 0 | 0 | 0
2000-10-25 | 7:00 | 53.6 | 6.0439 | 0.0060439 | 130235.0796 | 130.2351 | 130.2351 | 0 | 35.1987 | 0 | 89.0526 | -89.0466 | 0 | 0 | 0
2000-10-25 | 8:00 | 59 | 50135.3494 | 50.1353 | 29408.7437 | 29.4087 | 29.4087 | 0 | 8.4025 | 0 | 21.2583 | 28.877 | 28.877 | 0 | 0
2000-10-25 | 9:00 | 64.4 | 280722.0349 | 280.722 | 2670.5703 | 2.6706 | 2.6706 | 0 | 0.76302 | 0 | 1.9304 | 278.7916 | 278.7916 | 0 | 0
2000-10-25 | 10:00 | 68 | 464702.1493 | 464.7021 | 1829.4193 | 1.8294 | 1.8294 | 0 | 0.52269 | 0 | 1.3224 | 463.3797 | 463.3797 | 0 | 0
2000-10-25 | 11:00 | 71.6 | 610183.3879 | 610.1834 | 1130.696 | 1.1307 | 1.1307 | 0 | 0.32306 | 0 | 0.81733 | 609.3661 | 609.3661 | 0 | 0
2000-10-25 | 12:00 | 75.2 | 706004.0668 | 706.0041 | 1143.4265 | 1.1434 | 1.1434 | 0 | 0.32669 | 0 | 0.82653 | 705.1775 | 705.1775 | 0 | 0
2000-10-25 | 13:00 | 77 | 753405.2847 | 753.4053 | 1437.3656 | 1.4374 | 1.4374 | 0 | 0.41068 | 0 | 1.039 | 752.3663 | 752.3663 | 0 | 0
2000-10-25 | 14:00 | 75.2 | 777864.613 | 777.8646 | 929.5602 | 0.92956 | 0.92956 | 0 | 0.26559 | 0 | 0.67194 | 777.1927 | 777.1927 | 0 | 0
2000-10-25 | 15:00 | 73.4 | 761769.3178 | 761.7693 | 482.834 | 0.48283 | 0.48283 | 0 | 0.13795 | 0 | 0.34902 | 761.4203 | 761.4203 | 0 | 0
2000-10-25 | 16:00 | 71.6 | 687321.4412 | 687.3214 | 367.1198 | 0.36712 | 0.36712 | 0 | 0.10489 | 0 | 0.26538 | 687.0561 | 687.0561 | 0 | 0
2000-10-25 | 17:00 | 68 | 546178.5377 | 546.1785 | 267.7543 | 0.26775 | 0.26775 | 0 | 0.076501 | 0 | 0.19355 | 545.985 | 545.985 | 0 | 0
2000-10-25 | 18:00 | 64.4 | 320763.1056 | 320.7631 | 972.4841 | 0.97248 | 0.97248 | 0 | 0.27785 | 0 | 0.70297 | 320.0601 | 320.0601 | 0 | 0
2000-10-25 | 19:00 | 62.6 | 265992.1827 | 265.9922 | 1241.6984 | 1.2417 | 1.2417 | 0 | 0.35477 | 0 | 0.89757 | 265.0946 | 265.0946 | 0 | 0
2000-10-25 | 20:00 | 60.8 | 218454.1117 | 218.4541 | 5175.6645 | 5.1757 | 5.1757 | 0 | 1.4788 | 0 | 3.7413 | 214.7128 | 214.7128 | 0 | 0
2000-10-25 | 21:00 | 59 | 146712.941 | 146.7129 | 13938.8039 | 13.9388 | 13.9388 | 0 | 3.9825 | 0 | 10.0758 | 136.6372 | 136.6372 | 0 | 0
2000-10-25 | 22:00 | 55.4 | 51208.1469 | 51.2081 | 25730.5355 | 25.7305 | 25.7305 | 0 | 7.3516 | 0 | 18.5995 | 32.6086 | 32.6086 | 0 | 0
2000-10-25 | 23:00 | 53.6 | 0 | 0 | 0 | 0 | 0 | 0 | 0 | 0 | 0 | 0 | 0 | 0 | 0
2000-10-25 | 24:00 | 53.6 | 0 | 0 | 0 | 0 | 0 | 0 | 0 | 0 | 0 | 0 | 0 | 0 | 0
2000-10-26 | 1:00 | 53.6 | 0 | 0 | 0 | 0 | 0 | 0 | 0 | 0 | 0 | 0 | 0 | 0 | 0
2000-10-26 | 2:00 | 53.6 | 0 | 0 | 0 | 0 | 0 | 0 | 0 | 0 | 0 | 0 | 0 | 0 | 0
2000-10-26 | 3:00 | 53.6 | 0 | 0 | 0 | 0 | 0 | 0 | 0 | 0 | 0 | 0 | 0 | 0 | 0
2000-10-26 | 4:00 | 55.4 | 0 | 0 | 0 | 0 | 0 | 0 | 0 | 0 | 0 | 0 | 0 | 0 | 0
2000-10-26 | 5:00 | 55.4 | 0 | 0 | 0 | 0 | 0 | 0 | 0 | 0 | 0 | 0 | 0 | 0 | 0
2000-10-26 | 6:00 | 55.4 | 0 | 0 | 0 | 0 | 0 | 0 | 0 | 0 | 0 | 0 | 0 | 0 | 0
2000-10-26 | 7:00 | 55.4 | 20758.385 | 20.7584 | 102694.6864 | 102.6947 | 102.6947 | 0 | 29.3413 | 0 | 74.2336 | -53.4752 | 0 | 0 | 0
2000-10-26 | 8:00 | 59 | 65959.7905 | 65.9598 | 26705.069 | 26.7051 | 26.7051 | 0 | 7.63 | 0 | 19.3039 | 46.6558 | 46.6558 | 0 | 0
2000-10-26 | 9:00 | 60.8 | 200251.555 | 200.2516 | 2828.292 | 2.8283 | 2.8283 | 0 | 0.80808 | 0 | 2.0445 | 198.2071 | 198.2071 | 0 | 0
2000-10-26 | 10:00 | 60.8 | 226706.119 | 226.7061 | 3510.5534 | 3.5106 | 3.5106 | 0 | 1.003 | 0 | 2.5376 | 224.1685 | 224.1685 | 0 | 0
2000-10-26 | 11:00 | 57.2 | 171496.9408 | 171.4969 | 2985.713 | 2.9857 | 2.9857 | 0 | 0.85306 | 0 | 2.1582 | 169.3387 | 169.3387 | 0 | 0
2000-10-26 | 12:00 | 60.8 | 180541.3738 | 180.5414 | 1545.2781 | 1.5453 | 1.5453 | 0 | 0.44151 | 0 | 1.117 | 179.4244 | 179.4244 | 0 | 0
2000-10-26 | 13:00 | 64.4 | 273065.6114 | 273.0656 | 1718.1707 | 1.7182 | 1.7182 | 0 | 0.49091 | 0 | 1.242 | 271.8236 | 271.8236 | 0 | 0
2000-10-26 | 14:00 | 66.2 | 355403.6356 | 355.4036 | 1385.3092 | 1.3853 | 1.3853 | 0 | 0.3958 | 0 | 1.0014 | 354.4023 | 354.4023 | 0 | 0
2000-10-26 | 15:00 | 64.4 | 361537.4359 | 361.5374 | 1550.5113 | 1.5505 | 1.5505 | 0 | 0.443 | 0 | 1.1208 | 360.4166 | 360.4166 | 0 | 0
2000-10-26 | 16:00 | 64.22 | 329439.1837 | 329.4392 | 1384.1739 | 1.3842 | 1.3842 | 0 | 0.39548 | 0 | 1.0006 | 328.4386 | 328.4386 | 0 | 0
2000-10-26 | 17:00 | 62.6 | 290114.8716 | 290.1149 | 454.4734 | 0.45447 | 0.45447 | 0 | 0.12985 | 0 | 0.32852 | 289.7864 | 289.7864 | 0 | 0
2000-10-26 | 18:00 | 60.8 | 175696.9588 | 175.697 | 1747.1661 | 1.7472 | 1.7472 | 0 | 0.49919 | 0 | 1.263 | 174.434 | 174.434 | 0 | 0
2000-10-26 | 19:00 | 59 | 149172.6374 | 149.1726 | 2256.594 | 2.2566 | 2.2566 | 0 | 0.64474 | 0 | 1.6312 | 147.5414 | 147.5414 | 0 | 0
2000-10-26 | 20:00 | 57.2 | 97762.3564 | 97.7624 | 8528.3647 | 8.5284 | 8.5284 | 0 | 2.4367 | 0 | 6.1648 | 91.5976 | 91.5976 | 0 | 0
2000-10-26 | 21:00 | 57.2 | 58460.0646 | 58.4601 | 18230.6937 | 18.2307 | 18.2307 | 0 | 5.2088 | 0 | 13.1782 | 45.2819 | 45.2819 | 0 | 0
2000-10-26 | 22:00 | 57.2 | 50413.5506 | 50.4136 | 29196.6485 | 29.1966 | 29.1966 | 0 | 8.3419 | 0 | 21.105 | 29.3085 | 29.3085 | 0 | 0
2000-10-26 | 23:00 | 57.2 | 0 | 0 | 0 | 0 | 0 | 0 | 0 | 0 | 0 | 0 | 0 | 0 | 0
2000-10-26 | 24:00 | 57.2 | 0 | 0 | 0 | 0 | 0 | 0 | 0 | 0 | 0 | 0 | 0 | 0 | 0
2000-10-27 | 1:00 | 57.2 | 0 | 0 | 0 | 0 | 0 | 0 | 0 | 0 | 0 | 0 | 0 | 0 | 0
2000-10-27 | 2:00 | 55.4 | 0 | 0 | 0 | 0 | 0 | 0 | 0 | 0 | 0 | 0 | 0 | 0 | 0
2000-10-27 | 3:00 | 55.4 | 0 | 0 | 0 | 0 | 0 | 0 | 0 | 0 | 0 | 0 | 0 | 0 | 0
2000-10-27 | 4:00 | 53.6 | 0 | 0 | 0 | 0 | 0 | 0 | 0 | 0 | 0 | 0 | 0 | 0 | 0
2000-10-27 | 5:00 | 53.6 | 0 | 0 | 0 | 0 | 0 | 0 | 0 | 0 | 0 | 0 | 0 | 0 | 0
2000-10-27 | 6:00 | 53.6 | 0 | 0 | 0 | 0 | 0 | 0 | 0 | 0 | 0 | 0 | 0 | 0 | 0
2000-10-27 | 7:00 | 53.6 | 89.0609 | 0.089061 | 129489.67 | 129.4897 | 129.4897 | 0 | 34.9972 | 0 | 88.5429 | -88.4539 | 0 | 0 | 0
2000-10-27 | 8:00 | 55.4 | 6483.4252 | 6.4834 | 44524.7641 | 44.5248 | 44.5248 | 0 | 12.7214 | 0 | 32.185 | -25.7016 | 0 | 0 | 0
2000-10-27 | 9:00 | 57.2 | 80420.2024 | 80.4202 | 8780.6331 | 8.7806 | 8.7806 | 0 | 2.5088 | 0 | 6.3471 | 74.0731 | 74.0731 | 0 | 0
2000-10-27 | 10:00 | 57.2 | 108662.8037 | 108.6628 | 7373.9759 | 7.374 | 7.374 | 0 | 2.1069 | 0 | 5.3303 | 103.3325 | 103.3325 | 0 | 0
2000-10-27 | 11:00 | 60.8 | 182495.6763 | 182.4957 | 5331.8127 | 5.3318 | 5.3318 | 0 | 1.5234 | 0 | 3.8541 | 178.6415 | 178.6415 | 0 | 0
2000-10-27 | 12:00 | 60.8 | 230990.6423 | 230.9906 | 2154.4365 | 2.1544 | 2.1544 | 0 | 0.61555 | 0 | 1.5573 | 229.4333 | 229.4333 | 0 | 0
2000-10-27 | 13:00 | 60.8 | 209108.7993 | 209.1088 | 2293.9508 | 2.294 | 2.294 | 0 | 0.65541 | 0 | 1.6582 | 207.4506 | 207.4506 | 0 | 0
2000-10-27 | 14:00 | 60.8 | 212160.8679 | 212.1609 | 2935.8296 | 2.9358 | 2.9358 | 0 | 0.83881 | 0 | 2.1222 | 210.0387 | 210.0387 | 0 | 0
2000-10-27 | 15:00 | 62.6 | 264720.823 | 264.7208 | 3302.3859 | 3.3024 | 3.3024 | 0 | 0.94354 | 0 | 2.3872 | 262.3337 | 262.3337 | 0 | 0
2000-10-27 | 16:00 | 62.6 | 292398.1762 | 292.3982 | 2519.8683 | 2.5199 | 2.5199 | 0 | 0.71996 | 0 | 1.8215 | 290.5767 | 290.5767 | 0 | 0
2000-10-27 | 17:00 | 60.8 | 257394.6944 | 257.3947 | 752.9113 | 0.75291 | 0.75291 | 0 | 0.21512 | 0 | 0.54425 | 256.8504 | 256.8504 | 0 | 0
2000-10-27 | 18:00 | 60.8 | 170223.5819 | 170.2236 | 2841.5262 | 2.8415 | 2.8415 | 0 | 0.81186 | 0 | 2.054 | 168.1696 | 168.1696 | 0 | 0
2000-10-27 | 19:00 | 59 | 172218.4008 | 172.2184 | 3580.6287 | 3.5806 | 3.5806 | 0 | 1.023 | 0 | 2.5883 | 169.6301 | 169.6301 | 0 | 0
2000-10-27 | 20:00 | 57.2 | 118033.2807 | 118.0333 | 11178.3683 | 11.1784 | 11.1784 | 0 | 3.1938 | 0 | 8.0804 | 109.9529 | 109.9529 | 0 | 0
2000-10-27 | 21:00 | 57.2 | 77492.9525 | 77.493 | 20919.5862 | 20.9196 | 20.9196 | 0 | 5.977 | 0 | 15.1219 | 62.3711 | 62.3711 | 0 | 0
2000-10-27 | 22:00 | 57.2 | 61755.489 | 61.7555 | 31701.1828 | 31.7012 | 31.7012 | 0 | 9.0575 | 0 | 22.9154 | 38.8401 | 38.8401 | 0 | 0
2000-10-27 | 23:00 | 57.2 | 0 | 0 | 0 | 0 | 0 | 0 | 0 | 0 | 0 | 0 | 0 | 0 | 0
2000-10-27 | 24:00 | 57.2 | 0 | 0 | 0 | 0 | 0 | 0 | 0 | 0 | 0 | 0 | 0 | 0 | 0
2000-10-28 | 1:00 | 53.6 | 0 | 0 | 0 | 0 | 0 | 0 | 0 | 0 | 0 | 0 | 0 | 0 | 0
2000-10-28 | 2:00 | 53.6 | 0 | 0 | 0 | 0 | 0 | 0 | 0 | 0 | 0 | 0 | 0 | 0 | 0
2000-10-28 | 3:00 | 52.52 | 0 | 0 | 0 | 0 | 0 | 0 | 0 | 0 | 0 | 0 | 0 | 0 | 0
2000-10-28 | 4:00 | 51.8 | 0 | 0 | 0 | 0 | 0 | 0 | 0 | 0 | 0 | 0 | 0 | 0 | 0
2000-10-28 | 5:00 | 52.52 | 0 | 0 | 0 | 0 | 0 | 0 | 0 | 0 | 0 | 0 | 0 | 0 | 0
2000-10-28 | 6:00 | 53.6 | 0 | 0 | 0 | 0 | 0 | 0 | 0 | 0 | 0 | 0 | 0 | 0 | 0
2000-10-28 | 7:00 | 53.6 | 114.8192 | 0.11482 | 159118.4867 | 159.1185 | 159.1185 | 0 | 43.005 | 0 | 108.8026 | -108.6878 | 0 | 0 | 0
2000-10-28 | 8:00 | 55.4 | 6740.6119 | 6.7406 | 92421.9393 | 92.4219 | 92.4219 | 0 | 26.4063 | 0 | 66.8079 | -60.0672 | 0 | 0 | 0
2000-10-28 | 9:00 | 57.2 | 40032.2552 | 40.0323 | 47165.6359 | 47.1656 | 47.1656 | 0 | 13.4759 | 0 | 34.094 | 5.9382 | 5.9382 | 0 | 0
2000-10-28 | 10:00 | 60.8 | 111931.1686 | 111.9312 | 18865.5657 | 18.8656 | 18.8656 | 0 | 5.3902 | 0 | 13.6371 | 98.2941 | 98.2941 | 0 | 0
2000-10-28 | 11:00 | 62.6 | 177813.097 | 177.8131 | 14798.4682 | 14.7985 | 14.7985 | 0 | 4.2281 | 0 | 10.6972 | 167.1159 | 167.1159 | 0 | 0
2000-10-28 | 12:00 | 62.6 | 209224.2863 | 209.2243 | 14515.2581 | 14.5153 | 14.5153 | 0 | 4.1472 | 0 | 10.4925 | 198.7318 | 198.7318 | 0 | 0
2000-10-28 | 13:00 | 66.2 | 277524.4513 | 277.5245 | 17261.4972 | 17.2615 | 17.2615 | 0 | 4.9319 | 0 | 12.4776 | 265.0469 | 265.0469 | 0 | 0
2000-10-28 | 14:00 | 66.2 | 324381.0473 | 324.381 | 9382.6369 | 9.3826 | 9.3826 | 0 | 2.6808 | 0 | 6.7823 | 317.5987 | 317.5987 | 0 | 0
2000-10-28 | 15:00 | 68 | 360266.4875 | 360.2665 | 8056.2946 | 8.0563 | 8.0563 | 0 | 2.3018 | 0 | 5.8236 | 354.4429 | 354.4429 | 0 | 0
2000-10-28 | 16:00 | 66.2 | 342927.6985 | 342.9277 | 7675.3191 | 7.6753 | 7.6753 | 0 | 2.1929 | 0 | 5.5482 | 337.3795 | 337.3795 | 0 | 0
2000-10-28 | 17:00 | 62.6 | 223007.6924 | 223.0077 | 10064.057 | 10.0641 | 10.0641 | 0 | 2.8754 | 0 | 7.2749 | 215.7328 | 215.7328 | 0 | 0
2000-10-28 | 18:00 | 61.34 | 144571.2528 | 144.5713 | 45742.9554 | 45.743 | 45.743 | 0 | 13.0694 | 0 | 33.0656 | 111.5056 | 111.5056 | 0 | 0
2000-10-28 | 19:00 | 60.8 | 123298.567 | 123.2986 | 6021.8025 | 6.0218 | 6.0218 | 0 | 1.7205 | 0 | 4.3529 | 118.9457 | 118.9457 | 0 | 0
2000-10-28 | 20:00 | 59 | 97643.0028 | 97.643 | 26707.5972 | 26.7076 | 26.7076 | 0 | 7.6307 | 0 | 19.3058 | 78.3372 | 78.3372 | 0 | 0
2000-10-28 | 21:00 | 57.2 | 60338.9347 | 60.3389 | 36218.5477 | 36.2185 | 36.2185 | 0 | 10.3482 | 0 | 26.1808 | 34.1581 | 34.1581 | 0 | 0
2000-10-28 | 22:00 | 57.2 | 45680.281 | 45.6803 | 41559.6248 | 41.5596 | 41.5596 | 0 | 11.8742 | 0 | 30.0417 | 15.6386 | 15.6386 | 0 | 0
2000-10-28 | 23:00 | 55.4 | 0 | 0 | 0 | 0 | 0 | 0 | 0 | 0 | 0 | 0 | 0 | 0 | 0
2000-10-28 | 24:00 | 55.4 | 0 | 0 | 0 | 0 | 0 | 0 | 0 | 0 | 0 | 0 | 0 | 0 | 0
2000-10-29 | 1:00 | 53.6 | 0 | 0 | 0 | 0 | 0 | 0 | 0 | 0 | 0 | 0 | 0 | 0 | 0
2000-10-29 | 2:00 | 53.6 | 0 | 0 | 0 | 0 | 0 | 0 | 0 | 0 | 0 | 0 | 0 | 0 | 0
2000-10-29 | 3:00 | 51.8 | 0 | 0 | 0 | 0 | 0 | 0 | 0 | 0 | 0 | 0 | 0 | 0 | 0
2000-10-29 | 4:00 | 51.8 | 0 | 0 | 0 | 0 | 0 | 0 | 0 | 0 | 0 | 0 | 0 | 0 | 0
2000-10-29 | 5:00 | 51.8 | 0 | 0 | 0 | 0 | 0 | 0 | 0 | 0 | 0 | 0 | 0 | 0 | 0
2000-10-29 | 6:00 | 51.8 | 0 | 0 | 0 | 0 | 0 | 0 | 0 | 0 | 0 | 0 | 0 | 0 | 0
2000-10-29 | 7:00 | 53.6 | 5.264 | 0.005264 | 67347.3936 | 67.3474 | 67.3474 | 0 | 19.2421 | 0 | 48.6825 | -48.6773 | 0 | 0 | 0
2000-10-29 | 8:00 | 57.2 | 21999.6492 | 21.9996 | 43769.6552 | 43.7697 | 43.7697 | 0 | 12.5056 | 0 | 31.6392 | -9.6396 | 0 | 0 | 0
2000-10-29 | 9:00 | 59 | 65138.9229 | 65.1389 | 38325.151 | 38.3252 | 38.3252 | 0 | 10.95 | 0 | 27.7036 | 37.4353 | 37.4353 | 0 | 0
2000-10-29 | 10:00 | 60.8 | 100492.9934 | 100.493 | 34796.3377 | 34.7963 | 34.7963 | 0 | 9.9418 | 0 | 25.1528 | 75.3402 | 75.3402 | 0 | 0
2000-10-29 | 11:00 | 62.6 | 134108.0683 | 134.1081 | 19421.8882 | 19.4219 | 19.4219 | 0 | 5.5491 | 0 | 14.0393 | 120.0688 | 120.0688 | 0 | 0
2000-10-29 | 12:00 | 62.6 | 149707.5947 | 149.7076 | 18684.4163 | 18.6844 | 18.6844 | 0 | 5.3384 | 0 | 13.5062 | 136.2014 | 136.2014 | 0 | 0
2000-10-29 | 13:00 | 60.8 | 129793.3954 | 129.7934 | 36051.4723 | 36.0515 | 36.0515 | 0 | 10.3004 | 0 | 26.0601 | 103.7333 | 103.7333 | 0 | 0
2000-10-29 | 14:00 | 59 | 95459.8858 | 95.4599 | 40084.9187 | 40.0849 | 40.0849 | 0 | 11.4528 | 0 | 28.9757 | 66.4842 | 66.4842 | 0 | 0
2000-10-29 | 15:00 | 55.4 | 44699.0729 | 44.6991 | 39777.3995 | 39.7774 | 39.7774 | 0 | 11.365 | 0 | 28.7534 | 15.9457 | 15.9457 | 0 | 0
2000-10-29 | 16:00 | 57.2 | 36541.3502 | 36.5414 | 45122.4714 | 45.1225 | 45.1225 | 0 | 12.8921 | 0 | 32.6171 | 3.9242 | 3.9242 | 0 | 0
2000-10-29 | 17:00 | 55.4 | 30470.1093 | 30.4701 | 51885.6989 | 51.8857 | 51.8857 | 0 | 14.8245 | 0 | 37.5059 | -7.0358 | 0 | 0 | 0
2000-10-29 | 18:00 | 55.4 | 15298.335 | 15.2983 | 58108.3482 | 58.1083 | 58.1083 | 0 | 16.6024 | 0 | 42.004 | -26.7057 | 0 | 0 | 0
2000-10-29 | 19:00 | 55.4 | 15488.3352 | 15.4883 | 63940.1548 | 63.9402 | 63.9402 | 0 | 18.2686 | 0 | 46.2196 | -30.7313 | 0 | 0 | 0
2000-10-29 | 20:00 | 55.4 | 15553.7848 | 15.5538 | 70470.9556 | 70.471 | 70.471 | 0 | 20.1346 | 0 | 50.9404 | -35.3866 | 0 | 0 | 0
2000-10-29 | 21:00 | 55.4 | 15587.5689 | 15.5876 | 73516.6419 | 73.5166 | 73.5166 | 0 | 21.0048 | 0 | 53.142 | -37.5545 | 0 | 0 | 0
2000-10-29 | 22:00 | 55.4 | 15605.008 | 15.605 | 76212.6862 | 76.2127 | 76.2127 | 0 | 21.7751 | 0 | 55.0909 | -39.4859 | 0 | 0 | 0
2000-10-29 | 23:00 | 55.22 | 0 | 0 | 0 | 0 | 0 | 0 | 0 | 0 | 0 | 0 | 0 | 0 | 0
2000-10-29 | 24:00 | 55.22 | 0 | 0 | 0 | 0 | 0 | 0 | 0 | 0 | 0 | 0 | 0 | 0 | 0
2000-10-30 | 1:00 | 55.4 | 0 | 0 | 0 | 0 | 0 | 0 | 0 | 0 | 0 | 0 | 0 | 0 | 0
2000-10-30 | 2:00 | 53.6 | 0 | 0 | 0 | 0 | 0 | 0 | 0 | 0 | 0 | 0 | 0 | 0 | 0
2000-10-30 | 3:00 | 53.6 | 0 | 0 | 0 | 0 | 0 | 0 | 0 | 0 | 0 | 0 | 0 | 0 | 0
2000-10-30 | 4:00 | 48.2 | 0 | 0 | 0 | 0 | 0 | 0 | 0 | 0 | 0 | 0 | 0 | 0 | 0
2000-10-30 | 5:00 | 50 | 0 | 0 | 0 | 0 | 0 | 0 | 0 | 0 | 0 | 0 | 0 | 0 | 0
2000-10-30 | 6:00 | 47.84 | 0 | 0 | 0 | 0 | 0 | 0 | 0 | 0 | 0 | 0 | 0 | 0 | 0
2000-10-30 | 7:00 | 48.2 | 3.5173 | 0.0035173 | 297028.5575 | 297.0286 | 297.0286 | 0 | 80.278 | 0 | 203.1033 | -203.0998 | 0 | 0 | 0
2000-10-30 | 8:00 | 53.6 | 6.811 | 0.006811 | 99899.6766 | 99.8997 | 99.8997 | 0 | 28.5428 | 0 | 72.2132 | -72.2064 | 0 | 0 | 0
2000-10-30 | 9:00 | 57.2 | 47642.6129 | 47.6426 | 12231.7687 | 12.2318 | 12.2318 | 0 | 3.4948 | 0 | 8.8418 | 38.8008 | 38.8008 | 0 | 0
2000-10-30 | 10:00 | 60.8 | 168893.8815 | 168.8939 | 8720.3229 | 8.7203 | 8.7203 | 0 | 2.4915 | 0 | 6.3035 | 162.5903 | 162.5903 | 0 | 0
2000-10-30 | 11:00 | 62.6 | 254290.4804 | 254.2905 | 5585.5201 | 5.5855 | 5.5855 | 0 | 1.5959 | 0 | 4.0375 | 250.2529 | 250.2529 | 0 | 0
2000-10-30 | 12:00 | 64.4 | 287026.0198 | 287.026 | 4630.311 | 4.6303 | 4.6303 | 0 | 1.3229 | 0 | 3.3471 | 283.679 | 283.679 | 0 | 0
2000-10-30 | 13:00 | 64.4 | 275879.6847 | 275.8797 | 4190.3964 | 4.1904 | 4.1904 | 0 | 1.1973 | 0 | 3.0291 | 272.8506 | 272.8506 | 0 | 0
2000-10-30 | 14:00 | 64.4 | 288521.6241 | 288.5216 | 2878.1552 | 2.8782 | 2.8782 | 0 | 0.82233 | 0 | 2.0805 | 286.4411 | 286.4411 | 0 | 0
2000-10-30 | 15:00 | 64.4 | 325319.4876 | 325.3195 | 2634.4066 | 2.6344 | 2.6344 | 0 | 0.75269 | 0 | 1.9043 | 323.4152 | 323.4152 | 0 | 0
2000-10-30 | 16:00 | 62.6 | 275377.0548 | 275.3771 | 2354.2987 | 2.3543 | 2.3543 | 0 | 0.67266 | 0 | 1.7018 | 273.6752 | 273.6752 | 0 | 0
2000-10-30 | 17:00 | 60.8 | 209585.6836 | 209.5857 | 1118.4413 | 1.1184 | 1.1184 | 0 | 0.31955 | 0 | 0.80847 | 208.7772 | 208.7772 | 0 | 0
2000-10-30 | 18:00 | 57.2 | 90902.8374 | 90.9028 | 1988.4012 | 1.9884 | 1.9884 | 0 | 0.56811 | 0 | 1.4373 | 89.4655 | 89.4655 | 0 | 0
2000-10-30 | 19:00 | 57.2 | 63824.5541 | 63.8246 | 2673.8444 | 2.6738 | 2.6738 | 0 | 0.76396 | 0 | 1.9328 | 61.8917 | 61.8917 | 0 | 0
2000-10-30 | 20:00 | 53.6 | 21165.3632 | 21.1654 | 12790.6939 | 12.7907 | 12.7907 | 0 | 3.6545 | 0 | 9.2458 | 11.9195 | 11.9195 | 0 | 0
2000-10-30 | 21:00 | 51.8 | 5.2622 | 0.0052622 | 44024.863 | 44.0249 | 44.0249 | 0 | 12.5785 | 0 | 31.8237 | -31.8184 | 0 | 0 | 0
2000-10-30 | 22:00 | 48.2 | 1.9039 | 0.0019039 | 93576.9418 | 93.5769 | 93.5769 | 0 | 26.7363 | 0 | 67.6428 | -67.6409 | 0 | 0 | 0
2000-10-30 | 23:00 | 48.2 | 0 | 0 | 0 | 0 | 0 | 0 | 0 | 0 | 0 | 0 | 0 | 0 | 0
2000-10-30 | 24:00 | 48.2 | 0 | 0 | 0 | 0 | 0 | 0 | 0 | 0 | 0 | 0 | 0 | 0 | 0
2000-10-31 | 1:00 | 44.6 | 0 | 0 | 0 | 0 | 0 | 0 | 0 | 0 | 0 | 0 | 0 | 0 | 0
2000-10-31 | 2:00 | 46.4 | 0 | 0 | 0 | 0 | 0 | 0 | 0 | 0 | 0 | 0 | 0 | 0 | 0
2000-10-31 | 3:00 | 44.6 | 0 | 0 | 0 | 0 | 0 | 0 | 0 | 0 | 0 | 0 | 0 | 0 | 0
2000-10-31 | 4:00 | 46.4 | 0 | 0 | 0 | 0 | 0 | 0 | 0 | 0 | 0 | 0 | 0 | 0 | 0
2000-10-31 | 5:00 | 44.6 | 0 | 0 | 0 | 0 | 0 | 0 | 0 | 0 | 0 | 0 | 0 | 0 | 0
2000-10-31 | 6:00 | 44.6 | 0 | 0 | 0 | 0 | 0 | 0 | 0 | 0 | 0 | 0 | 0 | 0 | 0
2000-10-31 | 7:00 | 46.4 | 1.6413 | 0.0016413 | 308070.7029 | 308.0707 | 308.0707 | 0 | 83.2624 | 0 | 210.6538 | -210.6521 | 0 | 0 | 0
2000-10-31 | 8:00 | 51.8 | 6.1502 | 0.0061502 | 108406.4439 | 108.4064 | 108.4064 | 0 | 30.9733 | 0 | 78.3624 | -78.3562 | 0 | 0 | 0
2000-10-31 | 9:00 | 55.4 | 8372.1257 | 8.3721 | 23978.3041 | 23.9783 | 23.9783 | 0 | 6.8509 | 0 | 17.3329 | -8.9608 | 0 | 0 | 0
2000-10-31 | 10:00 | 59 | 93319.9734 | 93.32 | 7475.9733 | 7.476 | 7.476 | 0 | 2.136 | 0 | 5.4041 | 87.9159 | 87.9159 | 0 | 0
2000-10-31 | 11:00 | 62.6 | 224444.1187 | 224.4441 | 5142.9112 | 5.1429 | 5.1429 | 0 | 1.4694 | 0 | 3.7176 | 220.7265 | 220.7265 | 0 | 0
2000-10-31 | 12:00 | 64.4 | 281835.0127 | 281.835 | 4320.9888 | 4.321 | 4.321 | 0 | 1.2346 | 0 | 3.1235 | 278.7116 | 278.7116 | 0 | 0
2000-10-31 | 13:00 | 66.2 | 329937.5616 | 329.9376 | 4105.81 | 4.1058 | 4.1058 | 0 | 1.1731 | 0 | 2.9679 | 326.9696 | 326.9696 | 0 | 0
2000-10-31 | 14:00 | 68 | 408675.5321 | 408.6755 | 2697.6047 | 2.6976 | 2.6976 | 0 | 0.77074 | 0 | 1.95 | 406.7255 | 406.7255 | 0 | 0
2000-10-31 | 15:00 | 68 | 466445.8032 | 466.4458 | 2584.3376 | 2.5843 | 2.5843 | 0 | 0.73838 | 0 | 1.8681 | 464.5777 | 464.5777 | 0 | 0
2000-10-31 | 16:00 | 66.2 | 456808.2483 | 456.8082 | 2209.3075 | 2.2093 | 2.2093 | 0 | 0.63123 | 0 | 1.597 | 455.2112 | 455.2112 | 0 | 0
2000-10-31 | 17:00 | 62.6 | 328883.6169 | 328.8836 | 995.3143 | 0.99531 | 0.99531 | 0 | 0.28438 | 0 | 0.71947 | 328.1641 | 328.1641 | 0 | 0
2000-10-31 | 18:00 | 60.8 | 173478.1984 | 173.4782 | 1832.9277 | 1.8329 | 1.8329 | 0 | 0.52369 | 0 | 1.3249 | 172.1533 | 172.1533 | 0 | 0
2000-10-31 | 19:00 | 57.2 | 111101.1298 | 111.1011 | 2148.0409 | 2.148 | 2.148 | 0 | 0.61373 | 0 | 1.5527 | 109.5484 | 109.5484 | 0 | 0
2000-10-31 | 20:00 | 53.6 | 22390.4328 | 22.3904 | 11159.7847 | 11.1598 | 11.1598 | 0 | 3.1885 | 0 | 8.0669 | 14.3235 | 14.3235 | 0 | 0
2000-10-31 | 21:00 | 51.8 | 3.6435 | 0.0036435 | 42089.4807 | 42.0895 | 42.0895 | 0 | 12.0256 | 0 | 30.4247 | -30.421 | 0 | 0 | 0
2000-10-31 | 22:00 | 51.98 | 0.25959 | 0.00025959 | 60786.3401 | 60.7863 | 60.7863 | 0 | 17.3675 | 0 | 43.9398 | -43.9396 | 0 | 0 | 0
2000-10-31 | 23:00 | 52.34 | 0 | 0 | 0 | 0 | 0 | 0 | 0 | 0 | 0 | 0 | 0 | 0 | 0
2000-10-31 | 24:00 | 52.52 | 0 | 0 | 0 | 0 | 0 | 0 | 0 | 0 | 0 | 0 | 0 | 0 | 0
1999-11-01 | 1:00 | 52.88 | 0 | 0 | 0 | 0 | 0 | 0 | 0 | 0 | 0 | 0 | 0 | 0 | 0
1999-11-01 | 2:00 | 53.06 | 0 | 0 | 0 | 0 | 0 | 0 | 0 | 0 | 0 | 0 | 0 | 0 | 0
1999-11-01 | 3:00 | 53.42 | 0 | 0 | 0 | 0 | 0 | 0 | 0 | 0 | 0 | 0 | 0 | 0 | 0
1999-11-01 | 4:00 | 53.6 | 0 | 0 | 0 | 0 | 0 | 0 | 0 | 0 | 0 | 0 | 0 | 0 | 0
1999-11-01 | 5:00 | 51.8 | 0 | 0 | 0 | 0 | 0 | 0 | 0 | 0 | 0 | 0 | 0 | 0 | 0
1999-11-01 | 6:00 | 53.6 | 0 | 0 | 0 | 0 | 0 | 0 | 0 | 0 | 0 | 0 | 0 | 0 | 0
1999-11-01 | 7:00 | 51.8 | 2.3375 | 0.0023375 | 164139.3118 | 164.1393 | 164.1393 | 0 | 44.362 | 0 | 112.2358 | -112.2335 | 0 | 0 | 0
1999-11-01 | 8:00 | 62.6 | 63614.3449 | 63.6143 | 41094.3956 | 41.0944 | 41.0944 | 0 | 11.7413 | 0 | 29.7054 | 33.909 | 33.909 | 0 | 0
1999-11-01 | 9:00 | 71.6 | 406259.4607 | 406.2595 | 5203.7101 | 5.2037 | 5.2037 | 0 | 1.4868 | 0 | 3.7615 | 402.4979 | 402.4979 | 0 | 0
1999-11-01 | 10:00 | 78.8 | 740949.3777 | 740.9494 | 3275.7314 | 3.2757 | 3.2757 | 0 | 0.93592 | 0 | 2.3679 | 738.5815 | 738.5815 | 0 | 0
1999-11-01 | 11:00 | 84.2 | 993864.108 | 993.8641 | 2023.1457 | 2.0231 | 2.0231 | 0 | 0.57804 | 0 | 1.4624 | 992.4017 | 992.4017 | 0 | 0
1999-11-01 | 12:00 | 87.8 | 1127890.3781 | 1127.8904 | 1764.6739 | 1.7647 | 1.7647 | 0 | 0.50419 | 0 | 1.2756 | 1126.6148 | 1126.6148 | 0 | 0
1999-11-01 | 13:00 | 89.6 | 1187106.5567 | 1187.1066 | 1810.3227 | 1.8103 | 1.8103 | 0 | 0.51724 | 0 | 1.3086 | 1185.798 | 1185.798 | 0 | 0
1999-11-01 | 14:00 | 89.6 | 1246207.2514 | 1246.2073 | 1096.9445 | 1.0969 | 1.0969 | 0 | 0.31341 | 0 | 0.79293 | 1245.4143 | 1245.4143 | 0 | 0
1999-11-01 | 15:00 | 86 | 1236432.7068 | 1236.4327 | 541.8084 | 0.54181 | 0.54181 | 0 | 0.1548 | 0 | 0.39165 | 1236.0411 | 1236.0411 | 0 | 0
1999-11-01 | 16:00 | 82.4 | 1099969.1954 | 1099.9692 | 356.5764 | 0.35658 | 0.35658 | 0 | 0.10188 | 0 | 0.25775 | 1099.7114 | 1099.7114 | 0 | 0
1999-11-01 | 17:00 | 78.8 | 916659.6577 | 916.6597 | 191.9493 | 0.19195 | 0.19195 | 0 | 0.054843 | 0 | 0.13875 | 916.5209 | 916.5209 | 0 | 0
1999-11-01 | 18:00 | 73.4 | 568935.8659 | 568.9359 | 844.4714 | 0.84447 | 0.84447 | 0 | 0.24128 | 0 | 0.61043 | 568.3254 | 568.3254 | 0 | 0
1999-11-01 | 19:00 | 68 | 437589.9842 | 437.59 | 1072.6341 | 1.0726 | 1.0726 | 0 | 0.30647 | 0 | 0.77536 | 436.8146 | 436.8146 | 0 | 0
1999-11-01 | 20:00 | 64.4 | 312162.9171 | 312.1629 | 4004.0669 | 4.0041 | 4.0041 | 0 | 1.144 | 0 | 2.8944 | 309.2685 | 309.2685 | 0 | 0
1999-11-01 | 21:00 | 60.8 | 195477.4037 | 195.4774 | 11207.6351 | 11.2076 | 11.2076 | 0 | 3.2022 | 0 | 8.1015 | 187.3759 | 187.3759 | 0 | 0
1999-11-01 | 22:00 | 59 | 89439.3983 | 89.4394 | 19612.1944 | 19.6122 | 19.6122 | 0 | 5.6035 | 0 | 14.1768 | 75.2626 | 75.2626 | 0 | 0
1999-11-01 | 23:00 | 55.4 | 0 | 0 | 0 | 0 | 0 | 0 | 0 | 0 | 0 | 0 | 0 | 0 | 0
1999-11-01 | 24:00 | 55.4 | 0 | 0 | 0 | 0 | 0 | 0 | 0 | 0 | 0 | 0 | 0 | 0 | 0
1999-11-02 | 1:00 | 55.4 | 0 | 0 | 0 | 0 | 0 | 0 | 0 | 0 | 0 | 0 | 0 | 0 | 0
1999-11-02 | 2:00 | 51.8 | 0 | 0 | 0 | 0 | 0 | 0 | 0 | 0 | 0 | 0 | 0 | 0 | 0
1999-11-02 | 3:00 | 51.8 | 0 | 0 | 0 | 0 | 0 | 0 | 0 | 0 | 0 | 0 | 0 | 0 | 0
1999-11-02 | 4:00 | 51.8 | 0 | 0 | 0 | 0 | 0 | 0 | 0 | 0 | 0 | 0 | 0 | 0 | 0
1999-11-02 | 5:00 | 48.2 | 0 | 0 | 0 | 0 | 0 | 0 | 0 | 0 | 0 | 0 | 0 | 0 | 0
1999-11-02 | 6:00 | 48.2 | 0 | 0 | 0 | 0 | 0 | 0 | 0 | 0 | 0 | 0 | 0 | 0 | 0
1999-11-02 | 7:00 | 51.8 | 0.80172 | 0.00080172 | 173366.4758 | 173.3665 | 173.3665 | 0 | 46.8558 | 0 | 118.5452 | -118.5444 | 0 | 0 | 0
1999-11-02 | 8:00 | 57.2 | 20276.2428 | 20.2762 | 35482.0991 | 35.4821 | 35.4821 | 0 | 10.1377 | 0 | 25.6485 | -5.3722 | 0 | 0 | 0
1999-11-02 | 9:00 | 66.2 | 237719.7933 | 237.7198 | 3156.4782 | 3.1565 | 3.1565 | 0 | 0.90185 | 0 | 2.2817 | 235.4381 | 235.4381 | 0 | 0
1999-11-02 | 10:00 | 73.4 | 547159.0798 | 547.1591 | 1951.7977 | 1.9518 | 1.9518 | 0 | 0.55766 | 0 | 1.4109 | 545.7482 | 545.7482 | 0 | 0
1999-11-02 | 11:00 | 78.8 | 792892.0028 | 792.892 | 1215.1965 | 1.2152 | 1.2152 | 0 | 0.3472 | 0 | 0.87841 | 792.0136 | 792.0136 | 0 | 0
1999-11-02 | 12:00 | 82.4 | 924243.9293 | 924.2439 | 1258.5632 | 1.2586 | 1.2586 | 0 | 0.35959 | 0 | 0.90976 | 923.3342 | 923.3342 | 0 | 0
1999-11-02 | 13:00 | 84.2 | 998814.1233 | 998.8141 | 1523.5496 | 1.5235 | 1.5235 | 0 | 0.4353 | 0 | 1.1013 | 997.7128 | 997.7128 | 0 | 0
1999-11-02 | 14:00 | 82.4 | 1015839.3008 | 1015.8393 | 962.3525 | 0.96235 | 0.96235 | 0 | 0.27496 | 0 | 0.69564 | 1015.1437 | 1015.1437 | 0 | 0
1999-11-02 | 15:00 | 82.4 | 1115191.8357 | 1115.1918 | 468.3854 | 0.46839 | 0.46839 | 0 | 0.13382 | 0 | 0.33858 | 1114.8533 | 1114.8533 | 0 | 0
1999-11-02 | 16:00 | 80.6 | 1074011.6878 | 1074.0117 | 325.3097 | 0.32531 | 0.32531 | 0 | 0.092946 | 0 | 0.23515 | 1073.7765 | 1073.7765 | 0 | 0
1999-11-02 | 17:00 | 75.2 | 869470.5661 | 869.4706 | 200.1506 | 0.20015 | 0.20015 | 0 | 0.057186 | 0 | 0.14468 | 869.3259 | 869.3259 | 0 | 0
1999-11-02 | 18:00 | 69.8 | 517413.1788 | 517.4132 | 860.4445 | 0.86044 | 0.86044 | 0 | 0.24584 | 0 | 0.62198 | 516.7912 | 516.7912 | 0 | 0
1999-11-02 | 19:00 | 68 | 469284.4193 | 469.2844 | 1099.3311 | 1.0993 | 1.0993 | 0 | 0.31409 | 0 | 0.79466 | 468.4898 | 468.4898 | 0 | 0
1999-11-02 | 20:00 | 62.6 | 347111.4841 | 347.1115 | 4326.3864 | 4.3264 | 4.3264 | 0 | 1.2361 | 0 | 3.1274 | 343.9841 | 343.9841 | 0 | 0
1999-11-02 | 21:00 | 59 | 160506.6954 | 160.5067 | 11126.2685 | 11.1263 | 11.1263 | 0 | 3.1789 | 0 | 8.0427 | 152.464 | 152.464 | 0 | 0
1999-11-02 | 22:00 | 55.4 | 49626.1548 | 49.6262 | 20342.673 | 20.3427 | 20.3427 | 0 | 5.8122 | 0 | 14.7048 | 34.9213 | 34.9213 | 0 | 0
1999-11-02 | 23:00 | 55.4 | 0 | 0 | 0 | 0 | 0 | 0 | 0 | 0 | 0 | 0 | 0 | 0 | 0
1999-11-02 | 24:00 | 53.6 | 0 | 0 | 0 | 0 | 0 | 0 | 0 | 0 | 0 | 0 | 0 | 0 | 0
1999-11-03 | 1:00 | 51.98 | 0 | 0 | 0 | 0 | 0 | 0 | 0 | 0 | 0 | 0 | 0 | 0 | 0
1999-11-03 | 2:00 | 50 | 0 | 0 | 0 | 0 | 0 | 0 | 0 | 0 | 0 | 0 | 0 | 0 | 0
1999-11-03 | 3:00 | 51.8 | 0 | 0 | 0 | 0 | 0 | 0 | 0 | 0 | 0 | 0 | 0 | 0 | 0
1999-11-03 | 4:00 | 48.2 | 0 | 0 | 0 | 0 | 0 | 0 | 0 | 0 | 0 | 0 | 0 | 0 | 0
1999-11-03 | 5:00 | 46.4 | 0 | 0 | 0 | 0 | 0 | 0 | 0 | 0 | 0 | 0 | 0 | 0 | 0
1999-11-03 | 6:00 | 46.4 | 0 | 0 | 0 | 0 | 0 | 0 | 0 | 0 | 0 | 0 | 0 | 0 | 0
1999-11-03 | 7:00 | 48.2 | 1.854 | 0.001854 | 212677.8414 | 212.6778 | 212.6778 | 0 | 57.4805 | 0 | 145.4257 | -145.4238 | 0 | 0 | 0
1999-11-03 | 8:00 | 55.4 | 4287.0356 | 4.287 | 55179.515 | 55.1795 | 55.1795 | 0 | 15.7656 | 0 | 39.8869 | -35.5999 | 0 | 0 | 0
1999-11-03 | 9:00 | 62.6 | 169349.9465 | 169.3499 | 3506.9912 | 3.507 | 3.507 | 0 | 1.002 | 0 | 2.5351 | 166.8149 | 166.8149 | 0 | 0
1999-11-03 | 10:00 | 68 | 416730.8843 | 416.7309 | 2224.1467 | 2.2241 | 2.2241 | 0 | 0.63547 | 0 | 1.6077 | 415.1231 | 415.1231 | 0 | 0
1999-11-03 | 11:00 | 71.6 | 597112.3599 | 597.1124 | 1470.4047 | 1.4704 | 1.4704 | 0 | 0.42012 | 0 | 1.0629 | 596.0495 | 596.0495 | 0 | 0
1999-11-03 | 12:00 | 75.2 | 706605.3499 | 706.6053 | 1388.0119 | 1.388 | 1.388 | 0 | 0.39657 | 0 | 1.0033 | 705.602 | 705.602 | 0 | 0
1999-11-03 | 13:00 | 78.8 | 789202.01 | 789.202 | 1661.6527 | 1.6617 | 1.6617 | 0 | 0.47476 | 0 | 1.2011 | 788.0009 | 788.0009 | 0 | 0
1999-11-03 | 14:00 | 80.6 | 940643.1282 | 940.6431 | 1106.123 | 1.1061 | 1.1061 | 0 | 0.31604 | 0 | 0.79957 | 939.8436 | 939.8436 | 0 | 0
1999-11-03 | 15:00 | 78.8 | 1027794.5689 | 1027.7946 | 608.5834 | 0.60858 | 0.60858 | 0 | 0.17388 | 0 | 0.43992 | 1027.3547 | 1027.3547 | 0 | 0
1999-11-03 | 16:00 | 77 | 936321.8561 | 936.3219 | 451.8609 | 0.45186 | 0.45186 | 0 | 0.1291 | 0 | 0.32663 | 935.9952 | 935.9952 | 0 | 0
1999-11-03 | 17:00 | 73.4 | 773801.1554 | 773.8012 | 314.5325 | 0.31453 | 0.31453 | 0 | 0.089866 | 0 | 0.22736 | 773.5738 | 773.5738 | 0 | 0
1999-11-03 | 18:00 | 66.2 | 426895.7383 | 426.8957 | 1002.0896 | 1.0021 | 1.0021 | 0 | 0.28631 | 0 | 0.72437 | 426.1714 | 426.1714 | 0 | 0
1999-11-03 | 19:00 | 62.6 | 295541.3554 | 295.5414 | 1245.1249 | 1.2451 | 1.2451 | 0 | 0.35575 | 0 | 0.90005 | 294.6413 | 294.6413 | 0 | 0
1999-11-03 | 20:00 | 57.2 | 144954.0815 | 144.9541 | 5379.43 | 5.3794 | 5.3794 | 0 | 1.537 | 0 | 3.8886 | 141.0655 | 141.0655 | 0 | 0
1999-11-03 | 21:00 | 57.2 | 60768.9599 | 60.769 | 12833.0723 | 12.8331 | 12.8331 | 0 | 3.6666 | 0 | 9.2765 | 51.4925 | 51.4925 | 0 | 0
1999-11-03 | 22:00 | 55.4 | 33742.1075 | 33.7421 | 23132.7509 | 23.1328 | 23.1328 | 0 | 6.6094 | 0 | 16.7217 | 17.0204 | 17.0204 | 0 | 0
1999-11-03 | 23:00 | 53.6 | 0 | 0 | 0 | 0 | 0 | 0 | 0 | 0 | 0 | 0 | 0 | 0 | 0
1999-11-03 | 24:00 | 51.8 | 0 | 0 | 0 | 0 | 0 | 0 | 0 | 0 | 0 | 0 | 0 | 0 | 0
1999-11-04 | 1:00 | 51.8 | 0 | 0 | 0 | 0 | 0 | 0 | 0 | 0 | 0 | 0 | 0 | 0 | 0
1999-11-04 | 2:00 | 48.2 | 0 | 0 | 0 | 0 | 0 | 0 | 0 | 0 | 0 | 0 | 0 | 0 | 0
1999-11-04 | 3:00 | 48.2 | 0 | 0 | 0 | 0 | 0 | 0 | 0 | 0 | 0 | 0 | 0 | 0 | 0
1999-11-04 | 4:00 | 48.2 | 0 | 0 | 0 | 0 | 0 | 0 | 0 | 0 | 0 | 0 | 0 | 0 | 0
1999-11-04 | 5:00 | 46.4 | 0 | 0 | 0 | 0 | 0 | 0 | 0 | 0 | 0 | 0 | 0 | 0 | 0
1999-11-04 | 6:00 | 44.6 | 0 | 0 | 0 | 0 | 0 | 0 | 0 | 0 | 0 | 0 | 0 | 0 | 0
1999-11-04 | 7:00 | 46.4 | 6.3311 | 0.0063311 | 256354.2348 | 256.3542 | 256.3542 | 0 | 69.2849 | 0 | 175.2909 | -175.2845 | 0 | 0 | 0
1999-11-04 | 8:00 | 53.6 | 5.3361 | 0.0053361 | 117826.0377 | 117.826 | 117.826 | 0 | 33.6646 | 0 | 85.1714 | -85.1661 | 0 | 0 | 0
1999-11-04 | 9:00 | 57.2 | 31550.3153 | 31.5503 | 38349.0933 | 38.3491 | 38.3491 | 0 | 10.9569 | 0 | 27.7209 | 3.8294 | 3.8294 | 0 | 0
1999-11-04 | 10:00 | 62.6 | 155581.4673 | 155.5815 | 13714.872 | 13.7149 | 13.7149 | 0 | 3.9185 | 0 | 9.9139 | 145.6676 | 145.6676 | 0 | 0
1999-11-04 | 11:00 | 68 | 337257.9939 | 337.258 | 11799.5375 | 11.7995 | 11.7995 | 0 | 3.3713 | 0 | 8.5294 | 328.7286 | 328.7286 | 0 | 0
1999-11-04 | 12:00 | 71.6 | 473054.485 | 473.0545 | 12641.3943 | 12.6414 | 12.6414 | 0 | 3.6118 | 0 | 9.1379 | 463.9166 | 463.9166 | 0 | 0
1999-11-04 | 13:00 | 75.2 | 577011.658 | 577.0117 | 14179.3456 | 14.1793 | 14.1793 | 0 | 4.0512 | 0 | 10.2496 | 566.762 | 566.762 | 0 | 0
1999-11-04 | 14:00 | 75.2 | 633485.4643 | 633.4855 | 7084.4539 | 7.0845 | 7.0845 | 0 | 2.0241 | 0 | 5.121 | 628.3644 | 628.3644 | 0 | 0
1999-11-04 | 15:00 | 73.4 | 608984.7687 | 608.9848 | 6529.028 | 6.529 | 6.529 | 0 | 1.8654 | 0 | 4.7196 | 604.2652 | 604.2652 | 0 | 0
1999-11-04 | 16:00 | 69.8 | 534064.4489 | 534.0644 | 6540.0952 | 6.5401 | 6.5401 | 0 | 1.8686 | 0 | 4.7276 | 529.3369 | 529.3369 | 0 | 0
1999-11-04 | 17:00 | 66.2 | 373530.8945 | 373.5309 | 9847.3628 | 9.8474 | 9.8474 | 0 | 2.8135 | 0 | 7.1182 | 366.4127 | 366.4127 | 0 | 0
1999-11-04 | 18:00 | 62.6 | 237718.4624 | 237.7185 | 45495.1329 | 45.4951 | 45.4951 | 0 | 12.9986 | 0 | 32.8865 | 204.832 | 204.832 | 0 | 0
1999-11-04 | 19:00 | 59 | 123847.1323 | 123.8471 | 6017.5186 | 6.0175 | 6.0175 | 0 | 1.7193 | 0 | 4.3498 | 119.4973 | 119.4973 | 0 | 0
1999-11-04 | 20:00 | 57.2 | 66851.7139 | 66.8517 | 27185.2468 | 27.1852 | 27.1852 | 0 | 7.7672 | 0 | 19.651 | 47.2007 | 47.2007 | 0 | 0
1999-11-04 | 21:00 | 57.2 | 51234.3588 | 51.2344 | 35937.0211 | 35.937 | 35.937 | 0 | 10.2677 | 0 | 25.9773 | 25.257 | 25.257 | 0 | 0
1999-11-04 | 22:00 | 53.6 | 14726.0009 | 14.726 | 43720.4733 | 43.7205 | 43.7205 | 0 | 12.4916 | 0 | 31.6037 | -16.8777 | 0 | 0 | 0
1999-11-04 | 23:00 | 53.6 | 0 | 0 | 0 | 0 | 0 | 0 | 0 | 0 | 0 | 0 | 0 | 0 | 0
1999-11-04 | 24:00 | 55.4 | 0 | 0 | 0 | 0 | 0 | 0 | 0 | 0 | 0 | 0 | 0 | 0 | 0
1999-11-05 | 1:00 | 57.2 | 0 | 0 | 0 | 0 | 0 | 0 | 0 | 0 | 0 | 0 | 0 | 0 | 0
1999-11-05 | 2:00 | 55.4 | 0 | 0 | 0 | 0 | 0 | 0 | 0 | 0 | 0 | 0 | 0 | 0 | 0
1999-11-05 | 3:00 | 55.4 | 0 | 0 | 0 | 0 | 0 | 0 | 0 | 0 | 0 | 0 | 0 | 0 | 0
1999-11-05 | 4:00 | 55.4 | 0 | 0 | 0 | 0 | 0 | 0 | 0 | 0 | 0 | 0 | 0 | 0 | 0
1999-11-05 | 5:00 | 55.4 | 0 | 0 | 0 | 0 | 0 | 0 | 0 | 0 | 0 | 0 | 0 | 0 | 0
1999-11-05 | 6:00 | 55.4 | 0 | 0 | 0 | 0 | 0 | 0 | 0 | 0 | 0 | 0 | 0 | 0 | 0
1999-11-05 | 7:00 | 55.4 | 17752.1667 | 17.7522 | 42690.5305 | 42.6905 | 42.6905 | 0 | 12.1973 | 0 | 30.8592 | -13.107 | 0 | 0 | 0
1999-11-05 | 8:00 | 55.4 | 16082.0719 | 16.0821 | 43399.2638 | 43.3993 | 43.3993 | 0 | 12.3998 | 0 | 31.3715 | -15.2894 | 0 | 0 | 0
1999-11-05 | 9:00 | 57.2 | 34802.7563 | 34.8028 | 38731.0565 | 38.7311 | 38.7311 | 0 | 11.066 | 0 | 27.997 | 6.8057 | 6.8057 | 0 | 0
1999-11-05 | 10:00 | 57.2 | 51261.4922 | 51.2615 | 33636.8618 | 33.6369 | 33.6369 | 0 | 9.6105 | 0 | 24.3146 | 26.9468 | 26.9468 | 0 | 0
1999-11-05 | 11:00 | 60.8 | 94365.4807 | 94.3655 | 15419.6174 | 15.4196 | 15.4196 | 0 | 4.4056 | 0 | 11.1462 | 83.2193 | 83.2193 | 0 | 0
1999-11-05 | 12:00 | 64.4 | 173486.186 | 173.4862 | 14174.1464 | 14.1741 | 14.1741 | 0 | 4.0498 | 0 | 10.2459 | 163.2403 | 163.2403 | 0 | 0
1999-11-05 | 13:00 | 69.8 | 270012.8172 | 270.0128 | 29273.5516 | 29.2736 | 29.2736 | 0 | 8.3639 | 0 | 21.1606 | 248.8522 | 248.8522 | 0 | 0
1999-11-05 | 14:00 | 69.8 | 314930.6028 | 314.9306 | 20245.6494 | 20.2456 | 20.2456 | 0 | 5.7845 | 0 | 14.6347 | 300.2959 | 300.2959 | 0 | 0
1999-11-05 | 15:00 | 71.6 | 330022.1056 | 330.0221 | 11332.3052 | 11.3323 | 11.3323 | 0 | 3.2378 | 0 | 8.1916 | 321.8305 | 321.8305 | 0 | 0
1999-11-05 | 16:00 | 69.8 | 321950.8926 | 321.9509 | 14284.9932 | 14.285 | 14.285 | 0 | 4.0814 | 0 | 10.326 | 311.6249 | 311.6249 | 0 | 0
1999-11-05 | 17:00 | 66.2 | 261665.4455 | 261.6654 | 25139.3427 | 25.1393 | 25.1393 | 0 | 7.1827 | 0 | 18.1722 | 243.4933 | 243.4933 | 0 | 0
1999-11-05 | 18:00 | 62.6 | 187464.4445 | 187.4644 | 35809.4655 | 35.8095 | 35.8095 | 0 | 10.2313 | 0 | 25.8851 | 161.5793 | 161.5793 | 0 | 0
1999-11-05 | 19:00 | 57.2 | 97371.8969 | 97.3719 | 40472.2371 | 40.4722 | 40.4722 | 0 | 11.5635 | 0 | 29.2556 | 68.1163 | 68.1163 | 0 | 0
1999-11-05 | 20:00 | 57.2 | 51751.0911 | 51.7511 | 48445.6892 | 48.4457 | 48.4457 | 0 | 13.8416 | 0 | 35.0193 | 16.7318 | 16.7318 | 0 | 0
1999-11-05 | 21:00 | 55.4 | 30216.2742 | 30.2163 | 55498.3225 | 55.4983 | 55.4983 | 0 | 15.8567 | 0 | 40.1174 | -9.9011 | 0 | 0 | 0
1999-11-05 | 22:00 | 53.6 | 2765.6334 | 2.7656 | 63910.2404 | 63.9102 | 63.9102 | 0 | 18.2601 | 0 | 46.198 | -43.4323 | 0 | 0 | 0
1999-11-05 | 23:00 | 53.6 | 0 | 0 | 0 | 0 | 0 | 0 | 0 | 0 | 0 | 0 | 0 | 0 | 0
1999-11-05 | 24:00 | 51.8 | 0 | 0 | 0 | 0 | 0 | 0 | 0 | 0 | 0 | 0 | 0 | 0 | 0
1999-11-06 | 1:00 | 51.8 | 0 | 0 | 0 | 0 | 0 | 0 | 0 | 0 | 0 | 0 | 0 | 0 | 0
1999-11-06 | 2:00 | 51.8 | 0 | 0 | 0 | 0 | 0 | 0 | 0 | 0 | 0 | 0 | 0 | 0 | 0
1999-11-06 | 3:00 | 48.2 | 0 | 0 | 0 | 0 | 0 | 0 | 0 | 0 | 0 | 0 | 0 | 0 | 0
1999-11-06 | 4:00 | 48.2 | 0 | 0 | 0 | 0 | 0 | 0 | 0 | 0 | 0 | 0 | 0 | 0 | 0
1999-11-06 | 5:00 | 48.2 | 0 | 0 | 0 | 0 | 0 | 0 | 0 | 0 | 0 | 0 | 0 | 0 | 0
1999-11-06 | 6:00 | 48.2 | 0 | 0 | 0 | 0 | 0 | 0 | 0 | 0 | 0 | 0 | 0 | 0 | 0
1999-11-06 | 7:00 | 48.2 | 3.6147 | 0.0036147 | 269169.5508 | 269.1696 | 269.1696 | 0 | 72.7485 | 0 | 184.0538 | -184.0502 | 0 | 0 | 0
1999-11-06 | 8:00 | 51.8 | 7.1866 | 0.0071866 | 109547.993 | 109.548 | 109.548 | 0 | 31.2994 | 0 | 79.1875 | -79.1804 | 0 | 0 | 0
1999-11-06 | 9:00 | 57.2 | 33286.2548 | 33.2863 | 15126.8553 | 15.1269 | 15.1269 | 0 | 4.322 | 0 | 10.9346 | 22.3517 | 22.3517 | 0 | 0
1999-11-06 | 10:00 | 57.2 | 101564.9598 | 101.565 | 5526.0483 | 5.526 | 5.526 | 0 | 1.5789 | 0 | 3.9945 | 97.5704 | 97.5704 | 0 | 0
1999-11-06 | 11:00 | 64.4 | 271634.0643 | 271.6341 | 4757.3675 | 4.7574 | 4.7574 | 0 | 1.3592 | 0 | 3.4389 | 268.1952 | 268.1952 | 0 | 0
1999-11-06 | 12:00 | 69.8 | 477834.8522 | 477.8349 | 3560.1102 | 3.5601 | 3.5601 | 0 | 1.0172 | 0 | 2.5735 | 475.2614 | 475.2614 | 0 | 0
1999-11-06 | 13:00 | 73.4 | 559890.728 | 559.8907 | 3449.5064 | 3.4495 | 3.4495 | 0 | 0.98557 | 0 | 2.4935 | 557.3972 | 557.3972 | 0 | 0
1999-11-06 | 14:00 | 71.6 | 621702.457 | 621.7025 | 2616.0628 | 2.6161 | 2.6161 | 0 | 0.74745 | 0 | 1.891 | 619.8114 | 619.8114 | 0 | 0
1999-11-06 | 15:00 | 69.8 | 679339.0265 | 679.339 | 2508.3067 | 2.5083 | 2.5083 | 0 | 0.71666 | 0 | 1.8131 | 677.5259 | 677.5259 | 0 | 0
1999-11-06 | 16:00 | 69.8 | 704181.3895 | 704.1814 | 2112.2011 | 2.1122 | 2.1122 | 0 | 0.60349 | 0 | 1.5268 | 702.6546 | 702.6546 | 0 | 0
1999-11-06 | 17:00 | 66.2 | 609467.9574 | 609.468 | 1028.7237 | 1.0287 | 1.0287 | 0 | 0.29392 | 0 | 0.74362 | 608.7243 | 608.7243 | 0 | 0
1999-11-06 | 18:00 | 62.6 | 332801.2431 | 332.8012 | 1860.2305 | 1.8602 | 1.8602 | 0 | 0.53149 | 0 | 1.3447 | 331.4566 | 331.4566 | 0 | 0
1999-11-06 | 19:00 | 60.8 | 327689.348 | 327.6893 | 2159.1413 | 2.1591 | 2.1591 | 0 | 0.6169 | 0 | 1.5608 | 326.1286 | 326.1286 | 0 | 0
1999-11-06 | 20:00 | 59 | 286065.3056 | 286.0653 | 7731.7756 | 7.7318 | 7.7318 | 0 | 2.2091 | 0 | 5.589 | 280.4763 | 280.4763 | 0 | 0
1999-11-06 | 21:00 | 57.2 | 127917.4346 | 127.9174 | 18649.5384 | 18.6495 | 18.6495 | 0 | 5.3284 | 0 | 13.481 | 114.4365 | 114.4365 | 0 | 0
1999-11-06 | 22:00 | 55.4 | 36848.3458 | 36.8483 | 33702.0946 | 33.7021 | 33.7021 | 0 | 9.6292 | 0 | 24.3618 | 12.4865 | 12.4865 | 0 | 0
1999-11-06 | 23:00 | 57.2 | 0 | 0 | 0 | 0 | 0 | 0 | 0 | 0 | 0 | 0 | 0 | 0 | 0
1999-11-06 | 24:00 | 57.2 | 0 | 0 | 0 | 0 | 0 | 0 | 0 | 0 | 0 | 0 | 0 | 0 | 0
1999-11-07 | 1:00 | 57.2 | 0 | 0 | 0 | 0 | 0 | 0 | 0 | 0 | 0 | 0 | 0 | 0 | 0
1999-11-07 | 2:00 | 59 | 0 | 0 | 0 | 0 | 0 | 0 | 0 | 0 | 0 | 0 | 0 | 0 | 0
1999-11-07 | 3:00 | 59 | 0 | 0 | 0 | 0 | 0 | 0 | 0 | 0 | 0 | 0 | 0 | 0 | 0
1999-11-07 | 4:00 | 59 | 0 | 0 | 0 | 0 | 0 | 0 | 0 | 0 | 0 | 0 | 0 | 0 | 0
1999-11-07 | 5:00 | 57.2 | 0 | 0 | 0 | 0 | 0 | 0 | 0 | 0 | 0 | 0 | 0 | 0 | 0
1999-11-07 | 6:00 | 57.2 | 0 | 0 | 0 | 0 | 0 | 0 | 0 | 0 | 0 | 0 | 0 | 0 | 0
1999-11-07 | 7:00 | 57.2 | 106729.2827 | 106.7293 | 135482.8784 | 135.4829 | 135.4829 | 0 | 36.617 | 0 | 92.641 | 14.0883 | 14.0883 | 0 | 0
1999-11-07 | 8:00 | 57.2 | 107878.3409 | 107.8783 | 45155.2283 | 45.1552 | 45.1552 | 0 | 12.9015 | 0 | 32.6408 | 75.2376 | 75.2376 | 0 | 0
1999-11-07 | 9:00 | 59 | 259900.0097 | 259.9 | 5906.6577 | 5.9067 | 5.9067 | 0 | 1.6876 | 0 | 4.2697 | 255.6303 | 255.6303 | 0 | 0
1999-11-07 | 10:00 | 62.6 | 300259.6792 | 300.2597 | 3429.1911 | 3.4292 | 3.4292 | 0 | 0.97977 | 0 | 2.4788 | 297.7809 | 297.7809 | 0 | 0
1999-11-07 | 11:00 | 64.4 | 340918.6582 | 340.9187 | 4383.7767 | 4.3838 | 4.3838 | 0 | 1.2525 | 0 | 3.1688 | 337.7498 | 337.7498 | 0 | 0
1999-11-07 | 12:00 | 64.4 | 354064.2169 | 354.0642 | 1961.9059 | 1.9619 | 1.9619 | 0 | 0.56054 | 0 | 1.4182 | 352.646 | 352.646 | 0 | 0
1999-11-07 | 13:00 | 68 | 405726.3374 | 405.7263 | 2136.3999 | 2.1364 | 2.1364 | 0 | 0.6104 | 0 | 1.5443 | 404.182 | 404.182 | 0 | 0
1999-11-07 | 14:00 | 69.8 | 523244.4265 | 523.2444 | 2153.9194 | 2.1539 | 2.1539 | 0 | 0.61541 | 0 | 1.557 | 521.6875 | 521.6875 | 0 | 0
1999-11-07 | 15:00 | 68 | 552108.9787 | 552.109 | 2452.9681 | 2.453 | 2.453 | 0 | 0.70085 | 0 | 1.7731 | 550.3358 | 550.3358 | 0 | 0
1999-11-07 | 16:00 | 68 | 521015.3864 | 521.0154 | 2017.9175 | 2.0179 | 2.0179 | 0 | 0.57655 | 0 | 1.4587 | 519.5567 | 519.5567 | 0 | 0
1999-11-07 | 17:00 | 64.4 | 425186.3857 | 425.1864 | 618.4117 | 0.61841 | 0.61841 | 0 | 0.17669 | 0 | 0.44702 | 424.7394 | 424.7394 | 0 | 0
1999-11-07 | 18:00 | 62.6 | 250183.4522 | 250.1835 | 1445.0277 | 1.445 | 1.445 | 0 | 0.41287 | 0 | 1.0445 | 249.1389 | 249.1389 | 0 | 0
1999-11-07 | 19:00 | 59 | 199117.1403 | 199.1171 | 1767.7048 | 1.7677 | 1.7677 | 0 | 0.50506 | 0 | 1.2778 | 197.8393 | 197.8393 | 0 | 0
1999-11-07 | 20:00 | 57.2 | 124034.2411 | 124.0342 | 8481.5235 | 8.4815 | 8.4815 | 0 | 2.4233 | 0 | 6.1309 | 117.9033 | 117.9033 | 0 | 0
1999-11-07 | 21:00 | 57.2 | 78674.3226 | 78.6743 | 18932.9305 | 18.9329 | 18.9329 | 0 | 5.4094 | 0 | 13.6858 | 64.9885 | 64.9885 | 0 | 0
1999-11-07 | 22:00 | 57.2 | 55889.4398 | 55.8894 | 30421.3184 | 30.4213 | 30.4213 | 0 | 8.6918 | 0 | 21.9903 | 33.8992 | 33.8992 | 0 | 0
1999-11-07 | 23:00 | 53.6 | 0 | 0 | 0 | 0 | 0 | 0 | 0 | 0 | 0 | 0 | 0 | 0 | 0
1999-11-07 | 24:00 | 53.6 | 0 | 0 | 0 | 0 | 0 | 0 | 0 | 0 | 0 | 0 | 0 | 0 | 0
1999-11-08 | 1:00 | 50 | 0 | 0 | 0 | 0 | 0 | 0 | 0 | 0 | 0 | 0 | 0 | 0 | 0
1999-11-08 | 2:00 | 51.8 | 0 | 0 | 0 | 0 | 0 | 0 | 0 | 0 | 0 | 0 | 0 | 0 | 0
1999-11-08 | 3:00 | 53.6 | 0 | 0 | 0 | 0 | 0 | 0 | 0 | 0 | 0 | 0 | 0 | 0 | 0
1999-11-08 | 4:00 | 55.4 | 0 | 0 | 0 | 0 | 0 | 0 | 0 | 0 | 0 | 0 | 0 | 0 | 0
1999-11-08 | 5:00 | 55.4 | 0 | 0 | 0 | 0 | 0 | 0 | 0 | 0 | 0 | 0 | 0 | 0 | 0
1999-11-08 | 6:00 | 57.2 | 0 | 0 | 0 | 0 | 0 | 0 | 0 | 0 | 0 | 0 | 0 | 0 | 0
1999-11-08 | 7:00 | 55.4 | 36976.9687 | 36.977 | 128623.1835 | 128.6232 | 128.6232 | 0 | 34.763 | 0 | 87.9504 | -50.9735 | 0 | 0 | 0
1999-11-08 | 8:00 | 57.2 | 42688.8329 | 42.6888 | 42283.665 | 42.2837 | 42.2837 | 0 | 12.081 | 0 | 30.565 | 12.1238 | 12.1238 | 0 | 0
1999-11-08 | 9:00 | 57.2 | 112869.5459 | 112.8695 | 6536.5622 | 6.5366 | 6.5366 | 0 | 1.8676 | 0 | 4.725 | 108.1445 | 108.1445 | 0 | 0
1999-11-08 | 10:00 | 57.2 | 170371.4602 | 170.3715 | 5935.1777 | 5.9352 | 5.9352 | 0 | 1.6958 | 0 | 4.2903 | 166.0812 | 166.0812 | 0 | 0
1999-11-08 | 11:00 | 59 | 260879.6735 | 260.8797 | 5841.2744 | 5.8413 | 5.8413 | 0 | 1.6689 | 0 | 4.2224 | 256.6573 | 256.6573 | 0 | 0
1999-11-08 | 12:00 | 60.8 | 279226.8543 | 279.2269 | 2383.7315 | 2.3837 | 2.3837 | 0 | 0.68107 | 0 | 1.7231 | 277.5038 | 277.5038 | 0 | 0
1999-11-08 | 13:00 | 59 | 299065.2056 | 299.0652 | 2719.7133 | 2.7197 | 2.7197 | 0 | 0.77706 | 0 | 1.966 | 297.0992 | 297.0992 | 0 | 0
1999-11-08 | 14:00 | 60.8 | 399073.8494 | 399.0738 | 3768.8174 | 3.7688 | 3.7688 | 0 | 1.0768 | 0 | 2.7243 | 396.3495 | 396.3495 | 0 | 0
1999-11-08 | 15:00 | 62.6 | 437434.0368 | 437.434 | 4196.5585 | 4.1966 | 4.1966 | 0 | 1.199 | 0 | 3.0335 | 434.4005 | 434.4005 | 0 | 0
1999-11-08 | 16:00 | 62.6 | 409107.3394 | 409.1073 | 3125.272 | 3.1253 | 3.1253 | 0 | 0.89293 | 0 | 2.2591 | 406.8482 | 406.8482 | 0 | 0
1999-11-08 | 17:00 | 60.8 | 372246.2947 | 372.2463 | 889.8391 | 0.88984 | 0.88984 | 0 | 0.25424 | 0 | 0.64323 | 371.6031 | 371.6031 | 0 | 0
1999-11-08 | 18:00 | 57.2 | 134011.8832 | 134.0119 | 3151.577 | 3.1516 | 3.1516 | 0 | 0.90045 | 0 | 2.2781 | 131.7337 | 131.7337 | 0 | 0
1999-11-08 | 19:00 | 57.2 | 99236.4796 | 99.2365 | 5442.321 | 5.4423 | 5.4423 | 0 | 1.5549 | 0 | 3.934 | 95.3025 | 95.3025 | 0 | 0
1999-11-08 | 20:00 | 55.4 | 64168.9936 | 64.169 | 14147.006 | 14.147 | 14.147 | 0 | 4.042 | 0 | 10.2263 | 53.9427 | 53.9427 | 0 | 0
1999-11-08 | 21:00 | 55.4 | 21672.1693 | 21.6722 | 24748.4337 | 24.7484 | 24.7484 | 0 | 7.071 | 0 | 17.8896 | 3.7826 | 3.7826 | 0 | 0
1999-11-08 | 22:00 | 53.6 | 3178.6313 | 3.1786 | 40164.9694 | 40.165 | 40.165 | 0 | 11.4757 | 0 | 29.0335 | -25.8549 | 0 | 0 | 0
1999-11-08 | 23:00 | 51.8 | 0 | 0 | 0 | 0 | 0 | 0 | 0 | 0 | 0 | 0 | 0 | 0 | 0
1999-11-08 | 24:00 | 50 | 0 | 0 | 0 | 0 | 0 | 0 | 0 | 0 | 0 | 0 | 0 | 0 | 0
1999-11-09 | 1:00 | 48.2 | 0 | 0 | 0 | 0 | 0 | 0 | 0 | 0 | 0 | 0 | 0 | 0 | 0
1999-11-09 | 2:00 | 46.4 | 0 | 0 | 0 | 0 | 0 | 0 | 0 | 0 | 0 | 0 | 0 | 0 | 0
1999-11-09 | 3:00 | 46.4 | 0 | 0 | 0 | 0 | 0 | 0 | 0 | 0 | 0 | 0 | 0 | 0 | 0
1999-11-09 | 4:00 | 48.2 | 0 | 0 | 0 | 0 | 0 | 0 | 0 | 0 | 0 | 0 | 0 | 0 | 0
1999-11-09 | 5:00 | 50 | 0 | 0 | 0 | 0 | 0 | 0 | 0 | 0 | 0 | 0 | 0 | 0 | 0
1999-11-09 | 6:00 | 51.8 | 0 | 0 | 0 | 0 | 0 | 0 | 0 | 0 | 0 | 0 | 0 | 0 | 0
1999-11-09 | 7:00 | 51.8 | 7.3709 | 0.0073709 | 182497.6509 | 182.4977 | 182.4977 | 0 | 49.3237 | 0 | 124.7889 | -124.7816 | 0 | 0 | 0
1999-11-09 | 8:00 | 53.6 | 5.1203 | 0.0051203 | 58722.1983 | 58.7222 | 58.7222 | 0 | 16.7778 | 0 | 42.4478 | -42.4426 | 0 | 0 | 0
1999-11-09 | 9:00 | 59 | 89033.9589 | 89.034 | 7624.5717 | 7.6246 | 7.6246 | 0 | 2.1784 | 0 | 5.5115 | 83.5225 | 83.5225 | 0 | 0
1999-11-09 | 10:00 | 62.6 | 256654.5236 | 256.6545 | 4708.6865 | 4.7087 | 4.7087 | 0 | 1.3453 | 0 | 3.4037 | 253.2508 | 253.2508 | 0 | 0
1999-11-09 | 11:00 | 62.6 | 316742.9128 | 316.7429 | 3305.7188 | 3.3057 | 3.3057 | 0 | 0.94449 | 0 | 2.3896 | 314.3534 | 314.3534 | 0 | 0
1999-11-09 | 12:00 | 64.4 | 336437.5035 | 336.4375 | 2843.8186 | 2.8438 | 2.8438 | 0 | 0.81252 | 0 | 2.0557 | 334.3818 | 334.3818 | 0 | 0
1999-11-09 | 13:00 | 67.64 | 401101.7876 | 401.1018 | 2808.9295 | 2.8089 | 2.8089 | 0 | 0.80255 | 0 | 2.0305 | 399.0713 | 399.0713 | 0 | 0
1999-11-09 | 14:00 | 69.8 | 513462.4535 | 513.4625 | 1879.457 | 1.8795 | 1.8795 | 0 | 0.53699 | 0 | 1.3586 | 512.1039 | 512.1039 | 0 | 0
1999-11-09 | 15:00 | 71.6 | 626879.8929 | 626.8799 | 2216.9568 | 2.217 | 2.217 | 0 | 0.63342 | 0 | 1.6025 | 625.2773 | 625.2773 | 0 | 0
1999-11-09 | 16:00 | 71.6 | 644947.1165 | 644.9471 | 1790.521 | 1.7905 | 1.7905 | 0 | 0.51158 | 0 | 1.2943 | 643.6528 | 643.6528 | 0 | 0
1999-11-09 | 17:00 | 66.2 | 494803.3831 | 494.8034 | 715.8467 | 0.71585 | 0.71585 | 0 | 0.20453 | 0 | 0.51745 | 494.2859 | 494.2859 | 0 | 0
1999-11-09 | 18:00 | 60.8 | 235810.8883 | 235.8109 | 1512.961 | 1.513 | 1.513 | 0 | 0.43227 | 0 | 1.0937 | 234.7172 | 234.7172 | 0 | 0
1999-11-09 | 19:00 | 59 | 183514.2826 | 183.5143 | 1816.3128 | 1.8163 | 1.8163 | 0 | 0.51895 | 0 | 1.3129 | 182.2013 | 182.2013 | 0 | 0
1999-11-09 | 20:00 | 57.2 | 129504.0681 | 129.5041 | 8054.9393 | 8.0549 | 8.0549 | 0 | 2.3014 | 0 | 5.8226 | 123.6815 | 123.6815 | 0 | 0
1999-11-09 | 21:00 | 55.4 | 49383.5912 | 49.3836 | 18479.9022 | 18.4799 | 18.4799 | 0 | 5.28 | 0 | 13.3583 | 36.0253 | 36.0253 | 0 | 0
1999-11-09 | 22:00 | 51.8 | 1114.977 | 1.115 | 42387.3664 | 42.3874 | 42.3874 | 0 | 12.1107 | 0 | 30.64 | -29.525 | 0 | 0 | 0
1999-11-09 | 23:00 | 51.8 | 0 | 0 | 0 | 0 | 0 | 0 | 0 | 0 | 0 | 0 | 0 | 0 | 0
1999-11-09 | 24:00 | 50 | 0 | 0 | 0 | 0 | 0 | 0 | 0 | 0 | 0 | 0 | 0 | 0 | 0
1999-11-10 | 1:00 | 48.2 | 0 | 0 | 0 | 0 | 0 | 0 | 0 | 0 | 0 | 0 | 0 | 0 | 0
1999-11-10 | 2:00 | 50 | 0 | 0 | 0 | 0 | 0 | 0 | 0 | 0 | 0 | 0 | 0 | 0 | 0
1999-11-10 | 3:00 | 46.4 | 0 | 0 | 0 | 0 | 0 | 0 | 0 | 0 | 0 | 0 | 0 | 0 | 0
1999-11-10 | 4:00 | 46.4 | 0 | 0 | 0 | 0 | 0 | 0 | 0 | 0 | 0 | 0 | 0 | 0 | 0
1999-11-10 | 5:00 | 46.4 | 0 | 0 | 0 | 0 | 0 | 0 | 0 | 0 | 0 | 0 | 0 | 0 | 0
1999-11-10 | 6:00 | 42.8 | 0 | 0 | 0 | 0 | 0 | 0 | 0 | 0 | 0 | 0 | 0 | 0 | 0
1999-11-10 | 7:00 | 43.34 | 2.2768 | 0.0022768 | 314770.2339 | 314.7702 | 314.7702 | 0 | 85.073 | 0 | 215.2348 | -215.2325 | 0 | 0 | 0
1999-11-10 | 8:00 | 48.2 | 8.6076 | 0.0086076 | 138622.3612 | 138.6224 | 138.6224 | 0 | 37.4655 | 0 | 94.7877 | -94.7791 | 0 | 0 | 0
1999-11-10 | 9:00 | 53.6 | 434.1788 | 0.43418 | 96799.1221 | 96.7991 | 96.7991 | 0 | 27.6569 | 0 | 69.9719 | -69.5378 | 0 | 0 | 0
1999-11-10 | 10:00 | 60.8 | 127525.4412 | 127.5254 | 4455.7634 | 4.4558 | 4.4558 | 0 | 1.2731 | 0 | 3.2209 | 124.3046 | 124.3046 | 0 | 0
1999-11-10 | 11:00 | 64.4 | 330454.0311 | 330.454 | 3443.412 | 3.4434 | 3.4434 | 0 | 0.98383 | 0 | 2.4891 | 327.9649 | 327.9649 | 0 | 0
1999-11-10 | 12:00 | 69.8 | 484258.4519 | 484.2585 | 2813.2256 | 2.8132 | 2.8132 | 0 | 0.80378 | 0 | 2.0336 | 482.2249 | 482.2249 | 0 | 0
1999-11-10 | 13:00 | 71.6 | 567011.4595 | 567.0115 | 2786.7933 | 2.7868 | 2.7868 | 0 | 0.79623 | 0 | 2.0145 | 564.997 | 564.997 | 0 | 0
1999-11-10 | 14:00 | 73.4 | 658423.7814 | 658.4238 | 1849.2482 | 1.8492 | 1.8492 | 0 | 0.52836 | 0 | 1.3367 | 657.087 | 657.087 | 0 | 0
1999-11-10 | 15:00 | 75.2 | 774139.2195 | 774.1392 | 1962.8482 | 1.9628 | 1.9628 | 0 | 0.56081 | 0 | 1.4189 | 772.7204 | 772.7204 | 0 | 0
1999-11-10 | 16:00 | 73.4 | 763742.8062 | 763.7428 | 1536.5129 | 1.5365 | 1.5365 | 0 | 0.439 | 0 | 1.1107 | 762.6321 | 762.6321 | 0 | 0
1999-11-10 | 17:00 | 69.8 | 645320.4316 | 645.3204 | 714.9293 | 0.71493 | 0.71493 | 0 | 0.20427 | 0 | 0.51679 | 644.8036 | 644.8036 | 0 | 0
1999-11-10 | 18:00 | 62.6 | 334163.8771 | 334.1639 | 1477.7233 | 1.4777 | 1.4777 | 0 | 0.42221 | 0 | 1.0682 | 333.0957 | 333.0957 | 0 | 0
1999-11-10 | 19:00 | 60.8 | 244626.2349 | 244.6262 | 1746.5306 | 1.7465 | 1.7465 | 0 | 0.49901 | 0 | 1.2625 | 243.3637 | 243.3637 | 0 | 0
1999-11-10 | 20:00 | 57.2 | 151063.2632 | 151.0633 | 7262.8535 | 7.2629 | 7.2629 | 0 | 2.0751 | 0 | 5.25 | 145.8133 | 145.8133 | 0 | 0
1999-11-10 | 21:00 | 53.6 | 21693.2223 | 21.6932 | 18821.25 | 18.8212 | 18.8212 | 0 | 5.3775 | 0 | 13.6051 | 8.0881 | 8.0881 | 0 | 0
1999-11-10 | 22:00 | 53.6 | 6.5004 | 0.0065004 | 36756.0102 | 36.756 | 36.756 | 0 | 10.5017 | 0 | 26.5693 | -26.5628 | 0 | 0 | 0
1999-11-10 | 23:00 | 51.8 | 0 | 0 | 0 | 0 | 0 | 0 | 0 | 0 | 0 | 0 | 0 | 0 | 0
1999-11-10 | 24:00 | 51.8 | 0 | 0 | 0 | 0 | 0 | 0 | 0 | 0 | 0 | 0 | 0 | 0 | 0
1999-11-11 | 1:00 | 50 | 0 | 0 | 0 | 0 | 0 | 0 | 0 | 0 | 0 | 0 | 0 | 0 | 0
1999-11-11 | 2:00 | 46.4 | 0 | 0 | 0 | 0 | 0 | 0 | 0 | 0 | 0 | 0 | 0 | 0 | 0
1999-11-11 | 3:00 | 46.4 | 0 | 0 | 0 | 0 | 0 | 0 | 0 | 0 | 0 | 0 | 0 | 0 | 0
1999-11-11 | 4:00 | 46.4 | 0 | 0 | 0 | 0 | 0 | 0 | 0 | 0 | 0 | 0 | 0 | 0 | 0
1999-11-11 | 5:00 | 46.4 | 0 | 0 | 0 | 0 | 0 | 0 | 0 | 0 | 0 | 0 | 0 | 0 | 0
1999-11-11 | 6:00 | 48.2 | 0 | 0 | 0 | 0 | 0 | 0 | 0 | 0 | 0 | 0 | 0 | 0 | 0
1999-11-11 | 7:00 | 46.4 | 7.4366 | 0.0074366 | 253631.8638 | 253.6319 | 253.6319 | 0 | 68.5492 | 0 | 173.4294 | -173.4219 | 0 | 0 | 0
1999-11-11 | 8:00 | 53.6 | 7.1193 | 0.0071193 | 126088.2176 | 126.0882 | 126.0882 | 0 | 34.0779 | 0 | 86.2171 | -86.21 | 0 | 0 | 0
1999-11-11 | 9:00 | 60.8 | 79088.4404 | 79.0884 | 42552.3105 | 42.5523 | 42.5523 | 0 | 12.1578 | 0 | 30.7592 | 48.3292 | 48.3292 | 0 | 0
1999-11-11 | 10:00 | 66.2 | 250194.3926 | 250.1944 | 16235.1557 | 16.2352 | 16.2352 | 0 | 4.6386 | 0 | 11.7357 | 238.4587 | 238.4587 | 0 | 0
1999-11-11 | 11:00 | 73.4 | 466247.4137 | 466.2474 | 13391.6446 | 13.3916 | 13.3916 | 0 | 3.8262 | 0 | 9.6802 | 456.5672 | 456.5672 | 0 | 0
1999-11-11 | 12:00 | 77 | 621284.2248 | 621.2842 | 13156.6205 | 13.1566 | 13.1566 | 0 | 3.759 | 0 | 9.5104 | 611.7739 | 611.7739 | 0 | 0
1999-11-11 | 13:00 | 80.6 | 719462.5869 | 719.4626 | 13824.0353 | 13.824 | 13.824 | 0 | 3.9497 | 0 | 9.9928 | 709.4698 | 709.4698 | 0 | 0
1999-11-11 | 14:00 | 84.2 | 879394.805 | 879.3948 | 6875.72 | 6.8757 | 6.8757 | 0 | 1.9645 | 0 | 4.9702 | 874.4246 | 874.4246 | 0 | 0
1999-11-11 | 15:00 | 84.2 | 940767.1946 | 940.7672 | 5953.7287 | 5.9537 | 5.9537 | 0 | 1.7011 | 0 | 4.3037 | 936.4635 | 936.4635 | 0 | 0
1999-11-11 | 16:00 | 80.6 | 799758.419 | 799.7584 | 5741.3232 | 5.7413 | 5.7413 | 0 | 1.6404 | 0 | 4.1502 | 795.6083 | 795.6083 | 0 | 0
1999-11-11 | 17:00 | 75.2 | 546290.7421 | 546.2907 | 8467.4507 | 8.4675 | 8.4675 | 0 | 2.4193 | 0 | 6.1208 | 540.17 | 540.17 | 0 | 0
1999-11-11 | 18:00 | 66.2 | 312555.3861 | 312.5554 | 43318.9666 | 43.319 | 43.319 | 0 | 12.3768 | 0 | 31.3134 | 281.242 | 281.242 | 0 | 0
1999-11-11 | 19:00 | 62.6 | 174292.8885 | 174.2929 | 5431.1694 | 5.4312 | 5.4312 | 0 | 1.5518 | 0 | 3.926 | 170.3669 | 170.3669 | 0 | 0
1999-11-11 | 20:00 | 57.2 | 90366.9584 | 90.367 | 25871.5696 | 25.8716 | 25.8716 | 0 | 7.3919 | 0 | 18.7014 | 71.6655 | 71.6655 | 0 | 0
1999-11-11 | 21:00 | 57.2 | 45898.6827 | 45.8987 | 35137.5249 | 35.1375 | 35.1375 | 0 | 10.0393 | 0 | 25.3994 | 20.4993 | 20.4993 | 0 | 0
1999-11-11 | 22:00 | 53.6 | 13772.761 | 13.7728 | 42869.6699 | 42.8697 | 42.8697 | 0 | 12.2485 | 0 | 30.9886 | -17.2159 | 0 | 0 | 0
1999-11-11 | 23:00 | 51.8 | 0 | 0 | 0 | 0 | 0 | 0 | 0 | 0 | 0 | 0 | 0 | 0 | 0
1999-11-11 | 24:00 | 51.8 | 0 | 0 | 0 | 0 | 0 | 0 | 0 | 0 | 0 | 0 | 0 | 0 | 0
1999-11-12 | 1:00 | 48.2 | 0 | 0 | 0 | 0 | 0 | 0 | 0 | 0 | 0 | 0 | 0 | 0 | 0
1999-11-12 | 2:00 | 48.2 | 0 | 0 | 0 | 0 | 0 | 0 | 0 | 0 | 0 | 0 | 0 | 0 | 0
1999-11-12 | 3:00 | 46.4 | 0 | 0 | 0 | 0 | 0 | 0 | 0 | 0 | 0 | 0 | 0 | 0 | 0
1999-11-12 | 4:00 | 46.4 | 0 | 0 | 0 | 0 | 0 | 0 | 0 | 0 | 0 | 0 | 0 | 0 | 0
1999-11-12 | 5:00 | 46.4 | 0 | 0 | 0 | 0 | 0 | 0 | 0 | 0 | 0 | 0 | 0 | 0 | 0
1999-11-12 | 6:00 | 48.2 | 0 | 0 | 0 | 0 | 0 | 0 | 0 | 0 | 0 | 0 | 0 | 0 | 0
1999-11-12 | 7:00 | 48.2 | 0.063307 | 6.3307e-05 | 135044.984 | 135.045 | 135.045 | 0 | 36.4986 | 0 | 92.3416 | -92.3415 | 0 | 0 | 0
1999-11-12 | 8:00 | 57.2 | 8536.0968 | 8.5361 | 60100.8004 | 60.1008 | 60.1008 | 0 | 17.1717 | 0 | 43.4443 | -34.9082 | 0 | 0 | 0
1999-11-12 | 9:00 | 68 | 143593.8736 | 143.5939 | 37717.3472 | 37.7173 | 37.7173 | 0 | 10.7764 | 0 | 27.2643 | 116.3296 | 116.3296 | 0 | 0
1999-11-12 | 10:00 | 69.8 | 280753.8709 | 280.7539 | 34498.8303 | 34.4988 | 34.4988 | 0 | 9.8568 | 0 | 24.9377 | 255.8161 | 255.8161 | 0 | 0
1999-11-12 | 11:00 | 77 | 393526.0829 | 393.5261 | 14647.4654 | 14.6475 | 14.6475 | 0 | 4.185 | 0 | 10.588 | 382.9381 | 382.9381 | 0 | 0
1999-11-12 | 12:00 | 82.4 | 544031.5401 | 544.0315 | 11504.2579 | 11.5043 | 11.5043 | 0 | 3.2869 | 0 | 8.3159 | 535.7156 | 535.7156 | 0 | 0
1999-11-12 | 13:00 | 84.2 | 678683.8101 | 678.6838 | 30148.1444 | 30.1481 | 30.1481 | 0 | 8.6138 | 0 | 21.7928 | 656.891 | 656.891 | 0 | 0
1999-11-12 | 14:00 | 86 | 658765.332 | 658.7653 | 22351.837 | 22.3518 | 22.3518 | 0 | 6.3862 | 0 | 16.1572 | 642.6081 | 642.6081 | 0 | 0
1999-11-12 | 15:00 | 84.2 | 648815.8307 | 648.8158 | 12646.3639 | 12.6464 | 12.6464 | 0 | 3.6132 | 0 | 9.1415 | 639.6743 | 639.6743 | 0 | 0
1999-11-12 | 16:00 | 82.4 | 612299.6724 | 612.2997 | 11313.6274 | 11.3136 | 11.3136 | 0 | 3.2325 | 0 | 8.1781 | 604.1215 | 604.1215 | 0 | 0
1999-11-12 | 17:00 | 77 | 475660.7679 | 475.6608 | 18823.1335 | 18.8231 | 18.8231 | 0 | 5.378 | 0 | 13.6064 | 462.0543 | 462.0543 | 0 | 0
1999-11-12 | 18:00 | 68 | 319627.5062 | 319.6275 | 32267.6461 | 32.2676 | 32.2676 | 0 | 9.2193 | 0 | 23.3249 | 296.3026 | 296.3026 | 0 | 0
1999-11-12 | 19:00 | 64.4 | 207984.6202 | 207.9846 | 36138.0688 | 36.1381 | 36.1381 | 0 | 10.3252 | 0 | 26.1227 | 181.862 | 181.862 | 0 | 0
1999-11-12 | 20:00 | 60.8 | 138253.3472 | 138.2533 | 42205.854 | 42.2059 | 42.2059 | 0 | 12.0588 | 0 | 30.5088 | 107.7445 | 107.7445 | 0 | 0
1999-11-12 | 21:00 | 59 | 89976.9405 | 89.9769 | 48925.3776 | 48.9254 | 48.9254 | 0 | 13.9787 | 0 | 35.3661 | 54.6109 | 54.6109 | 0 | 0
1999-11-12 | 22:00 | 57.2 | 58534.1194 | 58.5341 | 53483.9416 | 53.4839 | 53.4839 | 0 | 15.2811 | 0 | 38.6612 | 19.8729 | 19.8729 | 0 | 0
1999-11-12 | 23:00 | 55.4 | 0 | 0 | 0 | 0 | 0 | 0 | 0 | 0 | 0 | 0 | 0 | 0 | 0
1999-11-12 | 24:00 | 53.6 | 0 | 0 | 0 | 0 | 0 | 0 | 0 | 0 | 0 | 0 | 0 | 0 | 0
1999-11-13 | 1:00 | 53.6 | 0 | 0 | 0 | 0 | 0 | 0 | 0 | 0 | 0 | 0 | 0 | 0 | 0
1999-11-13 | 2:00 | 51.8 | 0 | 0 | 0 | 0 | 0 | 0 | 0 | 0 | 0 | 0 | 0 | 0 | 0
1999-11-13 | 3:00 | 51.8 | 0 | 0 | 0 | 0 | 0 | 0 | 0 | 0 | 0 | 0 | 0 | 0 | 0
1999-11-13 | 4:00 | 48.2 | 0 | 0 | 0 | 0 | 0 | 0 | 0 | 0 | 0 | 0 | 0 | 0 | 0
1999-11-13 | 5:00 | 48.2 | 0 | 0 | 0 | 0 | 0 | 0 | 0 | 0 | 0 | 0 | 0 | 0 | 0
1999-11-13 | 6:00 | 48.2 | 0 | 0 | 0 | 0 | 0 | 0 | 0 | 0 | 0 | 0 | 0 | 0 | 0
1999-11-13 | 7:00 | 48.2 | 3.4452 | 0.0034452 | 259725.6601 | 259.7257 | 259.7257 | 0 | 70.1961 | 0 | 177.5962 | -177.5927 | 0 | 0 | 0
1999-11-13 | 8:00 | 60.8 | 44006.8533 | 44.0069 | 66521.8075 | 66.5218 | 66.5218 | 0 | 19.0062 | 0 | 48.0858 | -4.0789 | 0 | 0 | 0
1999-11-13 | 9:00 | 69.8 | 374204.1089 | 374.2041 | 5538.3317 | 5.5383 | 5.5383 | 0 | 1.5824 | 0 | 4.0034 | 370.2007 | 370.2007 | 0 | 0
1999-11-13 | 10:00 | 71.6 | 610809.9632 | 610.81 | 3706.0121 | 3.706 | 3.706 | 0 | 1.0589 | 0 | 2.6789 | 608.131 | 608.131 | 0 | 0
1999-11-13 | 11:00 | 77 | 765238.2512 | 765.2383 | 2637.5287 | 2.6375 | 2.6375 | 0 | 0.75358 | 0 | 1.9066 | 763.3317 | 763.3317 | 0 | 0
1999-11-13 | 12:00 | 82.4 | 914673.0561 | 914.6731 | 2385.1404 | 2.3851 | 2.3851 | 0 | 0.68147 | 0 | 1.7241 | 912.9489 | 912.9489 | 0 | 0
1999-11-13 | 13:00 | 86 | 1054679.7923 | 1054.6798 | 2516.1023 | 2.5161 | 2.5161 | 0 | 0.71889 | 0 | 1.8188 | 1052.861 | 1052.861 | 0 | 0
1999-11-13 | 14:00 | 89.6 | 1216630.2454 | 1216.6302 | 1802.1645 | 1.8022 | 1.8022 | 0 | 0.5149 | 0 | 1.3027 | 1215.3275 | 1215.3275 | 0 | 0
1999-11-13 | 15:00 | 84.2 | 1248977.0321 | 1248.977 | 1062.6619 | 1.0627 | 1.0627 | 0 | 0.30362 | 0 | 0.76815 | 1248.2089 | 1248.2089 | 0 | 0
1999-11-13 | 16:00 | 78.8 | 1180767.5362 | 1180.7675 | 807.4988 | 0.8075 | 0.8075 | 0 | 0.23071 | 0 | 0.58371 | 1180.1838 | 1180.1838 | 0 | 0
1999-11-13 | 17:00 | 73.4 | 878142.5522 | 878.1426 | 602.7023 | 0.6027 | 0.6027 | 0 | 0.1722 | 0 | 0.43567 | 877.7069 | 877.7069 | 0 | 0
1999-11-13 | 18:00 | 69.8 | 528819.7007 | 528.8197 | 1315.8237 | 1.3158 | 1.3158 | 0 | 0.37595 | 0 | 0.95115 | 527.8685 | 527.8685 | 0 | 0
1999-11-13 | 19:00 | 66.2 | 546962.0443 | 546.962 | 1551.7403 | 1.5517 | 1.5517 | 0 | 0.44335 | 0 | 1.1217 | 545.8404 | 545.8404 | 0 | 0
1999-11-13 | 20:00 | 60.8 | 341218.7006 | 341.2187 | 5242.3341 | 5.2423 | 5.2423 | 0 | 1.4978 | 0 | 3.7895 | 337.4292 | 337.4292 | 0 | 0
1999-11-13 | 21:00 | 60.8 | 189854.385 | 189.8544 | 13424.0713 | 13.4241 | 13.4241 | 0 | 3.8354 | 0 | 9.7037 | 180.1507 | 180.1507 | 0 | 0
1999-11-13 | 22:00 | 57.2 | 96640.7267 | 96.6407 | 25229.6623 | 25.2297 | 25.2297 | 0 | 7.2085 | 0 | 18.2374 | 78.4033 | 78.4033 | 0 | 0
1999-11-13 | 23:00 | 55.4 | 0 | 0 | 0 | 0 | 0 | 0 | 0 | 0 | 0 | 0 | 0 | 0 | 0
1999-11-13 | 24:00 | 53.6 | 0 | 0 | 0 | 0 | 0 | 0 | 0 | 0 | 0 | 0 | 0 | 0 | 0
1999-11-14 | 1:00 | 51.8 | 0 | 0 | 0 | 0 | 0 | 0 | 0 | 0 | 0 | 0 | 0 | 0 | 0
1999-11-14 | 2:00 | 53.6 | 0 | 0 | 0 | 0 | 0 | 0 | 0 | 0 | 0 | 0 | 0 | 0 | 0
1999-11-14 | 3:00 | 51.8 | 0 | 0 | 0 | 0 | 0 | 0 | 0 | 0 | 0 | 0 | 0 | 0 | 0
1999-11-14 | 4:00 | 50 | 0 | 0 | 0 | 0 | 0 | 0 | 0 | 0 | 0 | 0 | 0 | 0 | 0
1999-11-14 | 5:00 | 48.2 | 0 | 0 | 0 | 0 | 0 | 0 | 0 | 0 | 0 | 0 | 0 | 0 | 0
1999-11-14 | 6:00 | 48.2 | 0 | 0 | 0 | 0 | 0 | 0 | 0 | 0 | 0 | 0 | 0 | 0 | 0
1999-11-14 | 7:00 | 46.4 | 3.5519 | 0.0035519 | 242102.6894 | 242.1027 | 242.1027 | 0 | 65.4332 | 0 | 165.5459 | -165.5423 | 0 | 0 | 0
1999-11-14 | 8:00 | 53.6 | 8.6481 | 0.0086481 | 81887.1949 | 81.8872 | 81.8872 | 0 | 23.3963 | 0 | 59.1927 | -59.1841 | 0 | 0 | 0
1999-11-14 | 9:00 | 60.8 | 120945.2934 | 120.9453 | 4331.8419 | 4.3318 | 4.3318 | 0 | 1.2377 | 0 | 3.1313 | 117.814 | 117.814 | 0 | 0
1999-11-14 | 10:00 | 68 | 400746.915 | 400.7469 | 2669.0802 | 2.6691 | 2.6691 | 0 | 0.76259 | 0 | 1.9294 | 398.8176 | 398.8176 | 0 | 0
1999-11-14 | 11:00 | 73.4 | 657062.3553 | 657.0624 | 1839.6818 | 1.8397 | 1.8397 | 0 | 0.52562 | 0 | 1.3298 | 655.7325 | 655.7325 | 0 | 0
1999-11-14 | 12:00 | 75.2 | 744654.565 | 744.6546 | 1702.3932 | 1.7024 | 1.7024 | 0 | 0.4864 | 0 | 1.2306 | 743.424 | 743.424 | 0 | 0
1999-11-14 | 13:00 | 80.6 | 828991.7039 | 828.9917 | 1950.1495 | 1.9501 | 1.9501 | 0 | 0.55719 | 0 | 1.4097 | 827.582 | 827.582 | 0 | 0
1999-11-14 | 14:00 | 80.6 | 973153.194 | 973.1532 | 1339.1743 | 1.3392 | 1.3392 | 0 | 0.38262 | 0 | 0.96803 | 972.1852 | 972.1852 | 0 | 0
1999-11-14 | 15:00 | 75.2 | 913566.8546 | 913.5669 | 847.3997 | 0.8474 | 0.8474 | 0 | 0.24211 | 0 | 0.61255 | 912.9543 | 912.9543 | 0 | 0
1999-11-14 | 16:00 | 69.8 | 708020.7027 | 708.0207 | 781.7488 | 0.78175 | 0.78175 | 0 | 0.22336 | 0 | 0.56509 | 707.4556 | 707.4556 | 0 | 0
1999-11-14 | 17:00 | 66.2 | 553531.2943 | 553.5313 | 470.5912 | 0.47059 | 0.47059 | 0 | 0.13445 | 0 | 0.34017 | 553.1911 | 553.1911 | 0 | 0
1999-11-14 | 18:00 | 60.8 | 254590.0031 | 254.59 | 1212.7615 | 1.2128 | 1.2128 | 0 | 0.3465 | 0 | 0.87665 | 253.7133 | 253.7133 | 0 | 0
1999-11-14 | 19:00 | 60.8 | 214329.3208 | 214.3293 | 1498.6651 | 1.4987 | 1.4987 | 0 | 0.42819 | 0 | 1.0833 | 213.246 | 213.246 | 0 | 0
1999-11-14 | 20:00 | 57.2 | 160560.79 | 160.5608 | 6659.5691 | 6.6596 | 6.6596 | 0 | 1.9027 | 0 | 4.8139 | 155.7469 | 155.7469 | 0 | 0
1999-11-14 | 21:00 | 57.2 | 84806.1799 | 84.8062 | 15944.7085 | 15.9447 | 15.9447 | 0 | 4.5556 | 0 | 11.5257 | 73.2804 | 73.2804 | 0 | 0
1999-11-14 | 22:00 | 57.2 | 62475.7585 | 62.4758 | 28322.7085 | 28.3227 | 28.3227 | 0 | 8.0922 | 0 | 20.4733 | 42.0025 | 42.0025 | 0 | 0
1999-11-14 | 23:00 | 53.6 | 0 | 0 | 0 | 0 | 0 | 0 | 0 | 0 | 0 | 0 | 0 | 0 | 0
1999-11-14 | 24:00 | 53.6 | 0 | 0 | 0 | 0 | 0 | 0 | 0 | 0 | 0 | 0 | 0 | 0 | 0
1999-11-15 | 1:00 | 55.4 | 0 | 0 | 0 | 0 | 0 | 0 | 0 | 0 | 0 | 0 | 0 | 0 | 0
1999-11-15 | 2:00 | 55.4 | 0 | 0 | 0 | 0 | 0 | 0 | 0 | 0 | 0 | 0 | 0 | 0 | 0
1999-11-15 | 3:00 | 55.4 | 0 | 0 | 0 | 0 | 0 | 0 | 0 | 0 | 0 | 0 | 0 | 0 | 0
1999-11-15 | 4:00 | 55.4 | 0 | 0 | 0 | 0 | 0 | 0 | 0 | 0 | 0 | 0 | 0 | 0 | 0
1999-11-15 | 5:00 | 55.4 | 0 | 0 | 0 | 0 | 0 | 0 | 0 | 0 | 0 | 0 | 0 | 0 | 0
1999-11-15 | 6:00 | 55.4 | 0 | 0 | 0 | 0 | 0 | 0 | 0 | 0 | 0 | 0 | 0 | 0 | 0
1999-11-15 | 7:00 | 53.6 | 5304.3149 | 5.3043 | 120341.3404 | 120.3413 | 120.3413 | 0 | 34.3832 | 0 | 86.9896 | -81.6853 | 0 | 0 | 0
1999-11-15 | 8:00 | 55.4 | 7633.6668 | 7.6337 | 36012.9763 | 36.013 | 36.013 | 0 | 10.2894 | 0 | 26.0322 | -18.3986 | 0 | 0 | 0
1999-11-15 | 9:00 | 55.4 | 54873.8066 | 54.8738 | 3150.8924 | 3.1509 | 3.1509 | 0 | 0.90025 | 0 | 2.2776 | 52.5962 | 52.5962 | 0 | 0
1999-11-15 | 10:00 | 60.8 | 178266.5862 | 178.2666 | 2318.7563 | 2.3188 | 2.3188 | 0 | 0.6625 | 0 | 1.6761 | 176.5905 | 176.5905 | 0 | 0
1999-11-15 | 11:00 | 66.2 | 456680.0912 | 456.6801 | 1888.8049 | 1.8888 | 1.8888 | 0 | 0.53966 | 0 | 1.3653 | 455.3148 | 455.3148 | 0 | 0
1999-11-15 | 12:00 | 69.8 | 549105.3653 | 549.1054 | 1596.063 | 1.5961 | 1.5961 | 0 | 0.45602 | 0 | 1.1537 | 547.9516 | 547.9516 | 0 | 0
1999-11-15 | 13:00 | 73.4 | 614221.9963 | 614.222 | 1755.6109 | 1.7556 | 1.7556 | 0 | 0.5016 | 0 | 1.2691 | 612.9529 | 612.9529 | 0 | 0
1999-11-15 | 14:00 | 77 | 787545.2517 | 787.5453 | 1208.7905 | 1.2088 | 1.2088 | 0 | 0.34537 | 0 | 0.87378 | 786.6715 | 786.6715 | 0 | 0
1999-11-15 | 15:00 | 76.82 | 919589.062 | 919.5891 | 1198.1166 | 1.1981 | 1.1981 | 0 | 0.34232 | 0 | 0.86607 | 918.723 | 918.723 | 0 | 0
1999-11-15 | 16:00 | 75.2 | 867725.8472 | 867.7258 | 914.9505 | 0.91495 | 0.91495 | 0 | 0.26141 | 0 | 0.66138 | 867.0645 | 867.0645 | 0 | 0
1999-11-15 | 17:00 | 71.6 | 711736.0424 | 711.736 | 451.2593 | 0.45126 | 0.45126 | 0 | 0.12893 | 0 | 0.3262 | 711.4098 | 711.4098 | 0 | 0
1999-11-15 | 18:00 | 69.8 | 476435.5931 | 476.4356 | 1180.6783 | 1.1807 | 1.1807 | 0 | 0.33734 | 0 | 0.85346 | 475.5821 | 475.5821 | 0 | 0
1999-11-15 | 19:00 | 66.2 | 437706.5671 | 437.7066 | 1442.4458 | 1.4424 | 1.4424 | 0 | 0.41213 | 0 | 1.0427 | 436.6639 | 436.6639 | 0 | 0
1999-11-15 | 20:00 | 62.6 | 329544.0495 | 329.544 | 5814.3949 | 5.8144 | 5.8144 | 0 | 1.6613 | 0 | 4.203 | 325.3411 | 325.3411 | 0 | 0
1999-11-15 | 21:00 | 59 | 173792.9648 | 173.793 | 13412.8214 | 13.4128 | 13.4128 | 0 | 3.8322 | 0 | 9.6956 | 164.0974 | 164.0974 | 0 | 0
1999-11-15 | 22:00 | 57.2 | 72626.3844 | 72.6264 | 24069.1121 | 24.0691 | 24.0691 | 0 | 6.8769 | 0 | 17.3985 | 55.2279 | 55.2279 | 0 | 0
1999-11-15 | 23:00 | 55.4 | 0 | 0 | 0 | 0 | 0 | 0 | 0 | 0 | 0 | 0 | 0 | 0 | 0
1999-11-15 | 24:00 | 55.4 | 0 | 0 | 0 | 0 | 0 | 0 | 0 | 0 | 0 | 0 | 0 | 0 | 0
1999-11-16 | 1:00 | 53.6 | 0 | 0 | 0 | 0 | 0 | 0 | 0 | 0 | 0 | 0 | 0 | 0 | 0
1999-11-16 | 2:00 | 53.6 | 0 | 0 | 0 | 0 | 0 | 0 | 0 | 0 | 0 | 0 | 0 | 0 | 0
1999-11-16 | 3:00 | 51.8 | 0 | 0 | 0 | 0 | 0 | 0 | 0 | 0 | 0 | 0 | 0 | 0 | 0
1999-11-16 | 4:00 | 50 | 0 | 0 | 0 | 0 | 0 | 0 | 0 | 0 | 0 | 0 | 0 | 0 | 0
1999-11-16 | 5:00 | 48.2 | 0 | 0 | 0 | 0 | 0 | 0 | 0 | 0 | 0 | 0 | 0 | 0 | 0
1999-11-16 | 6:00 | 48.2 | 0 | 0 | 0 | 0 | 0 | 0 | 0 | 0 | 0 | 0 | 0 | 0 | 0
1999-11-16 | 7:00 | 50 | 1.4427 | 0.0014427 | 192261.3134 | 192.2613 | 192.2613 | 0 | 51.9625 | 0 | 131.4652 | -131.4637 | 0 | 0 | 0
1999-11-16 | 8:00 | 55.4 | 4568.5979 | 4.5686 | 48806.6268 | 48.8066 | 48.8066 | 0 | 13.9448 | 0 | 35.2802 | -30.7116 | 0 | 0 | 0
1999-11-16 | 9:00 | 62.6 | 186084.1253 | 186.0841 | 3874.271 | 3.8743 | 3.8743 | 0 | 1.1069 | 0 | 2.8005 | 183.2836 | 183.2836 | 0 | 0
1999-11-16 | 10:00 | 68 | 439003.09 | 439.0031 | 2434.147 | 2.4341 | 2.4341 | 0 | 0.69547 | 0 | 1.7595 | 437.2435 | 437.2435 | 0 | 0
1999-11-16 | 11:00 | 71.6 | 628799.3756 | 628.7994 | 1600.7627 | 1.6008 | 1.6008 | 0 | 0.45736 | 0 | 1.1571 | 627.6423 | 627.6423 | 0 | 0
1999-11-16 | 12:00 | 73.4 | 685257.1584 | 685.2572 | 1487.3753 | 1.4874 | 1.4874 | 0 | 0.42496 | 0 | 1.0752 | 684.182 | 684.182 | 0 | 0
1999-11-16 | 13:00 | 75.2 | 712014.2515 | 712.0143 | 1750.2804 | 1.7503 | 1.7503 | 0 | 0.50008 | 0 | 1.2652 | 710.749 | 710.749 | 0 | 0
1999-11-16 | 14:00 | 73.4 | 805483.0809 | 805.4831 | 1174.5198 | 1.1745 | 1.1745 | 0 | 0.33558 | 0 | 0.84901 | 804.6341 | 804.6341 | 0 | 0
1999-11-16 | 15:00 | 71.6 | 952041.4235 | 952.0414 | 871.8286 | 0.87183 | 0.87183 | 0 | 0.24909 | 0 | 0.63021 | 951.4112 | 951.4112 | 0 | 0
1999-11-16 | 16:00 | 69.8 | 1034123.1499 | 1034.1231 | 810.9026 | 0.8109 | 0.8109 | 0 | 0.23169 | 0 | 0.58617 | 1033.537 | 1033.537 | 0 | 0
1999-11-16 | 17:00 | 66.2 | 856269.8085 | 856.2698 | 414.3621 | 0.41436 | 0.41436 | 0 | 0.11839 | 0 | 0.29952 | 855.9703 | 855.9703 | 0 | 0
1999-11-16 | 18:00 | 64.4 | 506456.9264 | 506.4569 | 1153.992 | 1.154 | 1.154 | 0 | 0.32971 | 0 | 0.83417 | 505.6228 | 505.6228 | 0 | 0
1999-11-16 | 19:00 | 60.8 | 494263.0837 | 494.2631 | 1442.4263 | 1.4424 | 1.4424 | 0 | 0.41212 | 0 | 1.0427 | 493.2204 | 493.2204 | 0 | 0
1999-11-16 | 20:00 | 60.8 | 456709.1575 | 456.7092 | 6093.1788 | 6.0932 | 6.0932 | 0 | 1.7409 | 0 | 4.4045 | 452.3047 | 452.3047 | 0 | 0
1999-11-16 | 21:00 | 60.8 | 381002.1073 | 381.0021 | 13155.5607 | 13.1556 | 13.1556 | 0 | 3.7587 | 0 | 9.5096 | 371.4925 | 371.4925 | 0 | 0
1999-11-16 | 22:00 | 59 | 214960.3409 | 214.9603 | 21440.5082 | 21.4405 | 21.4405 | 0 | 6.1259 | 0 | 15.4984 | 199.4619 | 199.4619 | 0 | 0
1999-11-16 | 23:00 | 59 | 0 | 0 | 0 | 0 | 0 | 0 | 0 | 0 | 0 | 0 | 0 | 0 | 0
1999-11-16 | 24:00 | 59 | 0 | 0 | 0 | 0 | 0 | 0 | 0 | 0 | 0 | 0 | 0 | 0 | 0
1999-11-17 | 1:00 | 59 | 0 | 0 | 0 | 0 | 0 | 0 | 0 | 0 | 0 | 0 | 0 | 0 | 0
1999-11-17 | 2:00 | 59 | 0 | 0 | 0 | 0 | 0 | 0 | 0 | 0 | 0 | 0 | 0 | 0 | 0
1999-11-17 | 3:00 | 59 | 0 | 0 | 0 | 0 | 0 | 0 | 0 | 0 | 0 | 0 | 0 | 0 | 0
1999-11-17 | 4:00 | 59 | 0 | 0 | 0 | 0 | 0 | 0 | 0 | 0 | 0 | 0 | 0 | 0 | 0
1999-11-17 | 5:00 | 57.2 | 0 | 0 | 0 | 0 | 0 | 0 | 0 | 0 | 0 | 0 | 0 | 0 | 0
1999-11-17 | 6:00 | 57.2 | 0 | 0 | 0 | 0 | 0 | 0 | 0 | 0 | 0 | 0 | 0 | 0 | 0
1999-11-17 | 7:00 | 57.2 | 68362.8607 | 68.3629 | 95089.8192 | 95.0898 | 95.0898 | 0 | 27.1685 | 0 | 68.7364 | -0.37349 | 0 | 0 | 0
1999-11-17 | 8:00 | 59 | 109095.6943 | 109.0957 | 27800.8388 | 27.8008 | 27.8008 | 0 | 7.9431 | 0 | 20.096 | 88.9997 | 88.9997 | 0 | 0
1999-11-17 | 9:00 | 60.8 | 259006.9563 | 259.007 | 2907.0934 | 2.9071 | 2.9071 | 0 | 0.8306 | 0 | 2.1014 | 256.9055 | 256.9055 | 0 | 0
1999-11-17 | 10:00 | 62.6 | 296588.9345 | 296.5889 | 1777.2683 | 1.7773 | 1.7773 | 0 | 0.50779 | 0 | 1.2847 | 295.3042 | 295.3042 | 0 | 0
1999-11-17 | 11:00 | 64.4 | 375826.1737 | 375.8262 | 2203.9217 | 2.2039 | 2.2039 | 0 | 0.62969 | 0 | 1.5931 | 374.2331 | 374.2331 | 0 | 0
1999-11-17 | 12:00 | 68 | 452190.8532 | 452.1909 | 1241.6327 | 1.2416 | 1.2416 | 0 | 0.35475 | 0 | 0.89752 | 451.2933 | 451.2933 | 0 | 0
1999-11-17 | 13:00 | 69.8 | 498355.5725 | 498.3556 | 1524.5243 | 1.5245 | 1.5245 | 0 | 0.43558 | 0 | 1.102 | 497.2536 | 497.2536 | 0 | 0
1999-11-17 | 14:00 | 66.2 | 465568.0528 | 465.5681 | 1206.2053 | 1.2062 | 1.2062 | 0 | 0.34463 | 0 | 0.87191 | 464.6961 | 464.6961 | 0 | 0
1999-11-17 | 15:00 | 66.2 | 431587.4543 | 431.5875 | 1578.8945 | 1.5789 | 1.5789 | 0 | 0.45111 | 0 | 1.1413 | 430.4461 | 430.4461 | 0 | 0
1999-11-17 | 16:00 | 64.4 | 394016.1158 | 394.0161 | 1356.2781 | 1.3563 | 1.3563 | 0 | 0.38751 | 0 | 0.9804 | 393.0357 | 393.0357 | 0 | 0
1999-11-17 | 17:00 | 60.8 | 279638.0612 | 279.6381 | 396.7381 | 0.39674 | 0.39674 | 0 | 0.11335 | 0 | 0.28678 | 279.3513 | 279.3513 | 0 | 0
1999-11-17 | 18:00 | 59 | 139824.1513 | 139.8242 | 1180.6648 | 1.1807 | 1.1807 | 0 | 0.33733 | 0 | 0.85345 | 138.9707 | 138.9707 | 0 | 0
1999-11-17 | 19:00 | 55.4 | 66669.4854 | 66.6695 | 1554.1106 | 1.5541 | 1.5541 | 0 | 0.44403 | 0 | 1.1234 | 65.5461 | 65.5461 | 0 | 0
1999-11-17 | 20:00 | 53.6 | 6651.7037 | 6.6517 | 11570.0571 | 11.5701 | 11.5701 | 0 | 3.3057 | 0 | 8.3635 | -1.7118 | 0 | 0 | 0
1999-11-17 | 21:00 | 53.6 | 7.5767 | 0.0075767 | 27358.7636 | 27.3588 | 27.3588 | 0 | 7.8168 | 0 | 19.7765 | -19.7689 | 0 | 0 | 0
1999-11-17 | 22:00 | 51.8 | 1.6543 | 0.0016543 | 50075.8266 | 50.0758 | 50.0758 | 0 | 14.3074 | 0 | 36.1977 | -36.196 | 0 | 0 | 0
1999-11-17 | 23:00 | 48.2 | 0 | 0 | 0 | 0 | 0 | 0 | 0 | 0 | 0 | 0 | 0 | 0 | 0
1999-11-17 | 24:00 | 48.2 | 0 | 0 | 0 | 0 | 0 | 0 | 0 | 0 | 0 | 0 | 0 | 0 | 0
1999-11-18 | 1:00 | 46.4 | 0 | 0 | 0 | 0 | 0 | 0 | 0 | 0 | 0 | 0 | 0 | 0 | 0
1999-11-18 | 2:00 | 46.4 | 0 | 0 | 0 | 0 | 0 | 0 | 0 | 0 | 0 | 0 | 0 | 0 | 0
1999-11-18 | 3:00 | 44.6 | 0 | 0 | 0 | 0 | 0 | 0 | 0 | 0 | 0 | 0 | 0 | 0 | 0
1999-11-18 | 4:00 | 44.6 | 0 | 0 | 0 | 0 | 0 | 0 | 0 | 0 | 0 | 0 | 0 | 0 | 0
1999-11-18 | 5:00 | 42.8 | 0 | 0 | 0 | 0 | 0 | 0 | 0 | 0 | 0 | 0 | 0 | 0 | 0
1999-11-18 | 6:00 | 42.8 | 0 | 0 | 0 | 0 | 0 | 0 | 0 | 0 | 0 | 0 | 0 | 0 | 0
1999-11-18 | 7:00 | 42.8 | 0 | 0 | 325412.0308 | 325.412 | 325.412 | 0 | 87.9492 | 0 | 222.5115 | -222.5115 | 0 | 0 | 0
1999-11-18 | 8:00 | 50 | 3.6154 | 0.0036154 | 175899.2718 | 175.8993 | 175.8993 | 0 | 47.5403 | 0 | 120.2771 | -120.2735 | 0 | 0 | 0
1999-11-18 | 9:00 | 55.4 | 4464.2239 | 4.4642 | 61058.7056 | 61.0587 | 61.0587 | 0 | 17.4453 | 0 | 44.1367 | -39.6725 | 0 | 0 | 0
1999-11-18 | 10:00 | 59.72 | 84820.2753 | 84.8203 | 19573.735 | 19.5737 | 19.5737 | 0 | 5.5925 | 0 | 14.149 | 70.6713 | 70.6713 | 0 | 0
1999-11-18 | 11:00 | 62.6 | 189808.8415 | 189.8088 | 18155.1369 | 18.1551 | 18.1551 | 0 | 5.1872 | 0 | 13.1236 | 176.6853 | 176.6853 | 0 | 0
1999-11-18 | 12:00 | 64.4 | 258714.1567 | 258.7142 | 19806.4273 | 19.8064 | 19.8064 | 0 | 5.659 | 0 | 14.3172 | 244.3969 | 244.3969 | 0 | 0
1999-11-18 | 13:00 | 66.2 | 306091.718 | 306.0917 | 21858.9248 | 21.8589 | 21.8589 | 0 | 6.2454 | 0 | 15.8009 | 290.2908 | 290.2908 | 0 | 0
1999-11-18 | 14:00 | 66.2 | 328044.8693 | 328.0449 | 10900.0917 | 10.9001 | 10.9001 | 0 | 3.1143 | 0 | 7.8792 | 320.1657 | 320.1657 | 0 | 0
1999-11-18 | 15:00 | 68 | 350430.0702 | 350.4301 | 8580.4442 | 8.5804 | 8.5804 | 0 | 2.4516 | 0 | 6.2024 | 344.2276 | 344.2276 | 0 | 0
1999-11-18 | 16:00 | 66.2 | 328358.3996 | 328.3584 | 8181.6371 | 8.1816 | 8.1816 | 0 | 2.3376 | 0 | 5.9142 | 322.4442 | 322.4442 | 0 | 0
1999-11-18 | 17:00 | 62.6 | 213015.9348 | 213.0159 | 14651.9472 | 14.6519 | 14.6519 | 0 | 4.1863 | 0 | 10.5913 | 202.4247 | 202.4247 | 0 | 0
1999-11-18 | 18:00 | 57.2 | 96851.4813 | 96.8515 | 51582.1554 | 51.5822 | 51.5822 | 0 | 14.7378 | 0 | 37.2865 | 59.565 | 59.565 | 0 | 0
1999-11-18 | 19:00 | 55.4 | 28576.5329 | 28.5765 | 8298.2693 | 8.2983 | 8.2983 | 0 | 2.3709 | 0 | 5.9985 | 22.5781 | 22.5781 | 0 | 0
1999-11-18 | 20:00 | 53.6 | 2713.5662 | 2.7136 | 34686.7718 | 34.6868 | 34.6868 | 0 | 9.9105 | 0 | 25.0736 | -22.36 | 0 | 0 | 0
1999-11-18 | 21:00 | 53.6 | 0.87689 | 0.00087689 | 50860.0478 | 50.86 | 50.86 | 0 | 14.5314 | 0 | 36.7645 | -36.7637 | 0 | 0 | 0
1999-11-18 | 22:00 | 51.8 | 0 | 0 | 67674.6134 | 67.6746 | 67.6746 | 0 | 19.3356 | 0 | 48.9191 | -48.9191 | 0 | 0 | 0
1999-11-18 | 23:00 | 51.8 | 0 | 0 | 0 | 0 | 0 | 0 | 0 | 0 | 0 | 0 | 0 | 0 | 0
1999-11-18 | 24:00 | 48.2 | 0 | 0 | 0 | 0 | 0 | 0 | 0 | 0 | 0 | 0 | 0 | 0 | 0
1999-11-19 | 1:00 | 48.2 | 0 | 0 | 0 | 0 | 0 | 0 | 0 | 0 | 0 | 0 | 0 | 0 | 0
1999-11-19 | 2:00 | 46.4 | 0 | 0 | 0 | 0 | 0 | 0 | 0 | 0 | 0 | 0 | 0 | 0 | 0
1999-11-19 | 3:00 | 46.4 | 0 | 0 | 0 | 0 | 0 | 0 | 0 | 0 | 0 | 0 | 0 | 0 | 0
1999-11-19 | 4:00 | 42.8 | 0 | 0 | 0 | 0 | 0 | 0 | 0 | 0 | 0 | 0 | 0 | 0 | 0
1999-11-19 | 5:00 | 44.6 | 0 | 0 | 0 | 0 | 0 | 0 | 0 | 0 | 0 | 0 | 0 | 0 | 0
1999-11-19 | 6:00 | 42.8 | 0 | 0 | 0 | 0 | 0 | 0 | 0 | 0 | 0 | 0 | 0 | 0 | 0
1999-11-19 | 7:00 | 44.6 | 0 | 0 | 208341.174 | 208.3412 | 208.3412 | 0 | 56.3084 | 0 | 142.4603 | -142.4603 | 0 | 0 | 0
1999-11-19 | 8:00 | 48.2 | 0 | 0 | 148420.4848 | 148.4205 | 148.4205 | 0 | 40.1136 | 0 | 101.4875 | -101.4875 | 0 | 0 | 0
1999-11-19 | 9:00 | 51.8 | 1.1031 | 0.0011031 | 97082.2639 | 97.0823 | 97.0823 | 0 | 27.7378 | 0 | 70.1766 | -70.1755 | 0 | 0 | 0
1999-11-19 | 10:00 | 53.6 | 3.0441 | 0.0030441 | 64621.9968 | 64.622 | 64.622 | 0 | 18.4634 | 0 | 46.7125 | -46.7094 | 0 | 0 | 0
1999-11-19 | 11:00 | 57.2 | 22289.8266 | 22.2898 | 24798.9383 | 24.7989 | 24.7989 | 0 | 7.0854 | 0 | 17.9261 | 4.3637 | 4.3637 | 0 | 0
1999-11-19 | 12:00 | 60.8 | 85047.6454 | 85.0476 | 20589.9426 | 20.5899 | 20.5899 | 0 | 5.8828 | 0 | 14.8836 | 70.1641 | 70.1641 | 0 | 0
1999-11-19 | 13:00 | 62.6 | 139245.9206 | 139.2459 | 36588.7587 | 36.5888 | 36.5888 | 0 | 10.4539 | 0 | 26.4484 | 112.7975 | 112.7975 | 0 | 0
1999-11-19 | 14:00 | 64.4 | 173953.1619 | 173.9532 | 28216.0103 | 28.216 | 28.216 | 0 | 8.0617 | 0 | 20.3961 | 153.557 | 153.557 | 0 | 0
1999-11-19 | 15:00 | 64.4 | 188971.1 | 188.9711 | 22125.1253 | 22.1251 | 22.1251 | 0 | 6.3215 | 0 | 15.9933 | 172.9778 | 172.9778 | 0 | 0
1999-11-19 | 16:00 | 64.4 | 189694.249 | 189.6942 | 24348.2873 | 24.3483 | 24.3483 | 0 | 6.9567 | 0 | 17.6003 | 172.0939 | 172.0939 | 0 | 0
1999-11-19 | 17:00 | 62.6 | 168265.5913 | 168.2656 | 33706.1495 | 33.7061 | 33.7061 | 0 | 9.6303 | 0 | 24.3647 | 143.9009 | 143.9009 | 0 | 0
1999-11-19 | 18:00 | 59 | 109202.3609 | 109.2024 | 41845.8565 | 41.8459 | 41.8459 | 0 | 11.956 | 0 | 30.2486 | 78.9538 | 78.9538 | 0 | 0
1999-11-19 | 19:00 | 57.2 | 62921.5144 | 62.9215 | 48403.8853 | 48.4039 | 48.4039 | 0 | 13.8297 | 0 | 34.9891 | 27.9324 | 27.9324 | 0 | 0
1999-11-19 | 20:00 | 53.6 | 14271.0723 | 14.2711 | 60877.7844 | 60.8778 | 60.8778 | 0 | 17.3937 | 0 | 44.0059 | -29.7349 | 0 | 0 | 0
1999-11-19 | 21:00 | 53.6 | 0 | 0 | 75494.2637 | 75.4943 | 75.4943 | 0 | 21.5698 | 0 | 54.5716 | -54.5716 | 0 | 0 | 0
1999-11-19 | 22:00 | 53.6 | 0 | 0 | 79342.3479 | 79.3423 | 79.3423 | 0 | 22.6692 | 0 | 57.3532 | -57.3532 | 0 | 0 | 0
1999-11-19 | 23:00 | 53.6 | 0 | 0 | 0 | 0 | 0 | 0 | 0 | 0 | 0 | 0 | 0 | 0 | 0
1999-11-19 | 24:00 | 53.6 | 0 | 0 | 0 | 0 | 0 | 0 | 0 | 0 | 0 | 0 | 0 | 0 | 0
1999-11-20 | 1:00 | 51.8 | 0 | 0 | 0 | 0 | 0 | 0 | 0 | 0 | 0 | 0 | 0 | 0 | 0
1999-11-20 | 2:00 | 53.6 | 0 | 0 | 0 | 0 | 0 | 0 | 0 | 0 | 0 | 0 | 0 | 0 | 0
1999-11-20 | 3:00 | 53.6 | 0 | 0 | 0 | 0 | 0 | 0 | 0 | 0 | 0 | 0 | 0 | 0 | 0
1999-11-20 | 4:00 | 53.6 | 0 | 0 | 0 | 0 | 0 | 0 | 0 | 0 | 0 | 0 | 0 | 0 | 0
1999-11-20 | 5:00 | 51.8 | 0 | 0 | 0 | 0 | 0 | 0 | 0 | 0 | 0 | 0 | 0 | 0 | 0
1999-11-20 | 6:00 | 53.6 | 0 | 0 | 0 | 0 | 0 | 0 | 0 | 0 | 0 | 0 | 0 | 0 | 0
1999-11-20 | 7:00 | 53.6 | 4.0057 | 0.0040057 | 208770.8707 | 208.7709 | 208.7709 | 0 | 56.4246 | 0 | 142.7541 | -142.7501 | 0 | 0 | 0
1999-11-20 | 8:00 | 53.6 | 8.9933 | 0.0089933 | 93246.3201 | 93.2463 | 93.2463 | 0 | 26.6418 | 0 | 67.4038 | -67.3948 | 0 | 0 | 0
1999-11-20 | 9:00 | 55.4 | 23685.7178 | 23.6857 | 20014.4088 | 20.0144 | 20.0144 | 0 | 5.7184 | 0 | 14.4676 | 9.2182 | 9.2182 | 0 | 0
1999-11-20 | 10:00 | 57.2 | 84133.1459 | 84.1331 | 11940.2185 | 11.9402 | 11.9402 | 0 | 3.4115 | 0 | 8.6311 | 75.5021 | 75.5021 | 0 | 0
1999-11-20 | 11:00 | 60.8 | 187681.6684 | 187.6817 | 9756.2958 | 9.7563 | 9.7563 | 0 | 2.7875 | 0 | 7.0524 | 180.6293 | 180.6293 | 0 | 0
1999-11-20 | 12:00 | 62.6 | 253170.7027 | 253.1707 | 5788.7009 | 5.7887 | 5.7887 | 0 | 1.6539 | 0 | 4.1844 | 248.9863 | 248.9863 | 0 | 0
1999-11-20 | 13:00 | 64.4 | 273395.3097 | 273.3953 | 5841.5752 | 5.8416 | 5.8416 | 0 | 1.669 | 0 | 4.2226 | 269.1727 | 269.1727 | 0 | 0
1999-11-20 | 14:00 | 62.6 | 293979.3891 | 293.9794 | 6150.323 | 6.1503 | 6.1503 | 0 | 1.7572 | 0 | 4.4458 | 289.5336 | 289.5336 | 0 | 0
1999-11-20 | 15:00 | 62.6 | 298789.2863 | 298.7893 | 4987.2522 | 4.9873 | 4.9873 | 0 | 1.4249 | 0 | 3.6051 | 295.1842 | 295.1842 | 0 | 0
1999-11-20 | 16:00 | 60.8 | 263738.1017 | 263.7381 | 4127.1712 | 4.1272 | 4.1272 | 0 | 1.1792 | 0 | 2.9834 | 260.7547 | 260.7547 | 0 | 0
1999-11-20 | 17:00 | 59 | 201105.6709 | 201.1057 | 1586.8356 | 1.5868 | 1.5868 | 0 | 0.45338 | 0 | 1.1471 | 199.9586 | 199.9586 | 0 | 0
1999-11-20 | 18:00 | 51.8 | 28320.1549 | 28.3202 | 12971.6793 | 12.9717 | 12.9717 | 0 | 3.7062 | 0 | 9.3767 | 18.9435 | 18.9435 | 0 | 0
1999-11-20 | 19:00 | 53.6 | 25.9205 | 0.025921 | 25819.0655 | 25.8191 | 25.8191 | 0 | 7.3769 | 0 | 18.6635 | -18.6376 | 0 | 0 | 0
1999-11-20 | 20:00 | 51.8 | 2.1738 | 0.0021738 | 52532.7131 | 52.5327 | 52.5327 | 0 | 15.0093 | 0 | 37.9736 | -37.9715 | 0 | 0 | 0
1999-11-20 | 21:00 | 53.6 | 3.1069 | 0.0031069 | 44378.2446 | 44.3782 | 44.3782 | 0 | 12.6795 | 0 | 32.0791 | -32.076 | 0 | 0 | 0
1999-11-20 | 22:00 | 55.4 | 6310.1503 | 6.3102 | 46314.2834 | 46.3143 | 46.3143 | 0 | 13.2327 | 0 | 33.4786 | -27.1685 | 0 | 0 | 0
1999-11-20 | 23:00 | 57.2 | 0 | 0 | 0 | 0 | 0 | 0 | 0 | 0 | 0 | 0 | 0 | 0 | 0
1999-11-20 | 24:00 | 53.6 | 0 | 0 | 0 | 0 | 0 | 0 | 0 | 0 | 0 | 0 | 0 | 0 | 0
1999-11-21 | 1:00 | 53.6 | 0 | 0 | 0 | 0 | 0 | 0 | 0 | 0 | 0 | 0 | 0 | 0 | 0
1999-11-21 | 2:00 | 50 | 0 | 0 | 0 | 0 | 0 | 0 | 0 | 0 | 0 | 0 | 0 | 0 | 0
1999-11-21 | 3:00 | 53.6 | 0 | 0 | 0 | 0 | 0 | 0 | 0 | 0 | 0 | 0 | 0 | 0 | 0
1999-11-21 | 4:00 | 53.6 | 0 | 0 | 0 | 0 | 0 | 0 | 0 | 0 | 0 | 0 | 0 | 0 | 0
1999-11-21 | 5:00 | 51.8 | 0 | 0 | 0 | 0 | 0 | 0 | 0 | 0 | 0 | 0 | 0 | 0 | 0
1999-11-21 | 6:00 | 50 | 0 | 0 | 0 | 0 | 0 | 0 | 0 | 0 | 0 | 0 | 0 | 0 | 0
1999-11-21 | 7:00 | 51.8 | 1.208 | 0.001208 | 222719.6167 | 222.7196 | 222.7196 | 0 | 60.1945 | 0 | 152.2921 | -152.2909 | 0 | 0 | 0
1999-11-21 | 8:00 | 53.6 | 4.4526 | 0.0044526 | 68811.8023 | 68.8118 | 68.8118 | 0 | 19.6605 | 0 | 49.7411 | -49.7367 | 0 | 0 | 0
1999-11-21 | 9:00 | 55.4 | 17169.5269 | 17.1695 | 11521.9729 | 11.522 | 11.522 | 0 | 3.292 | 0 | 8.3287 | 8.8408 | 8.8408 | 0 | 0
1999-11-21 | 10:00 | 57.2 | 72432.8953 | 72.4329 | 6729.5266 | 6.7295 | 6.7295 | 0 | 1.9227 | 0 | 4.8645 | 67.5684 | 67.5684 | 0 | 0
1999-11-21 | 11:00 | 60.8 | 166937.0681 | 166.9371 | 5158.8457 | 5.1588 | 5.1588 | 0 | 1.474 | 0 | 3.7291 | 163.208 | 163.208 | 0 | 0
1999-11-21 | 12:00 | 62.6 | 242851.5086 | 242.8515 | 3852.8222 | 3.8528 | 3.8528 | 0 | 1.1008 | 0 | 2.785 | 240.0665 | 240.0665 | 0 | 0
1999-11-21 | 13:00 | 64.4 | 283949.5689 | 283.9496 | 3784.6397 | 3.7846 | 3.7846 | 0 | 1.0813 | 0 | 2.7358 | 281.2138 | 281.2138 | 0 | 0
1999-11-21 | 14:00 | 66.2 | 362554.1827 | 362.5542 | 2962.6969 | 2.9627 | 2.9627 | 0 | 0.84648 | 0 | 2.1416 | 360.4126 | 360.4126 | 0 | 0
1999-11-21 | 15:00 | 66.2 | 404883.3597 | 404.8834 | 3017.6725 | 3.0177 | 3.0177 | 0 | 0.86219 | 0 | 2.1813 | 402.702 | 402.702 | 0 | 0
1999-11-21 | 16:00 | 66.2 | 360382.1433 | 360.3821 | 2616.3741 | 2.6164 | 2.6164 | 0 | 0.74754 | 0 | 1.8913 | 358.4909 | 358.4909 | 0 | 0
1999-11-21 | 17:00 | 62.6 | 269075.4244 | 269.0754 | 954.3819 | 0.95438 | 0.95438 | 0 | 0.27268 | 0 | 0.68988 | 268.3855 | 268.3855 | 0 | 0
1999-11-21 | 18:00 | 57.2 | 113165.263 | 113.1653 | 1817.0833 | 1.8171 | 1.8171 | 0 | 0.51917 | 0 | 1.3135 | 111.8518 | 111.8518 | 0 | 0
1999-11-21 | 19:00 | 57.2 | 65712.421 | 65.7124 | 2650.637 | 2.6506 | 2.6506 | 0 | 0.75732 | 0 | 1.916 | 63.7964 | 63.7964 | 0 | 0
1999-11-21 | 20:00 | 57.2 | 64480.8198 | 64.4808 | 11205.8429 | 11.2058 | 11.2058 | 0 | 3.2017 | 0 | 8.1002 | 56.3806 | 56.3806 | 0 | 0
1999-11-21 | 21:00 | 57.2 | 56699.692 | 56.6997 | 21706.4908 | 21.7065 | 21.7065 | 0 | 6.2019 | 0 | 15.6907 | 41.009 | 41.009 | 0 | 0
1999-11-21 | 22:00 | 57.2 | 49522.8724 | 49.5229 | 34833.1246 | 34.8331 | 34.8331 | 0 | 9.9523 | 0 | 25.1794 | 24.3435 | 24.3435 | 0 | 0
1999-11-21 | 23:00 | 57.2 | 0 | 0 | 0 | 0 | 0 | 0 | 0 | 0 | 0 | 0 | 0 | 0 | 0
1999-11-21 | 24:00 | 57.2 | 0 | 0 | 0 | 0 | 0 | 0 | 0 | 0 | 0 | 0 | 0 | 0 | 0
1999-11-22 | 1:00 | 57.2 | 0 | 0 | 0 | 0 | 0 | 0 | 0 | 0 | 0 | 0 | 0 | 0 | 0
1999-11-22 | 2:00 | 55.4 | 0 | 0 | 0 | 0 | 0 | 0 | 0 | 0 | 0 | 0 | 0 | 0 | 0
1999-11-22 | 3:00 | 55.4 | 0 | 0 | 0 | 0 | 0 | 0 | 0 | 0 | 0 | 0 | 0 | 0 | 0
1999-11-22 | 4:00 | 55.4 | 0 | 0 | 0 | 0 | 0 | 0 | 0 | 0 | 0 | 0 | 0 | 0 | 0
1999-11-22 | 5:00 | 53.6 | 0 | 0 | 0 | 0 | 0 | 0 | 0 | 0 | 0 | 0 | 0 | 0 | 0
1999-11-22 | 6:00 | 53.6 | 0 | 0 | 0 | 0 | 0 | 0 | 0 | 0 | 0 | 0 | 0 | 0 | 0
1999-11-22 | 7:00 | 53.6 | 3.6732 | 0.0036732 | 160428.234 | 160.4282 | 160.4282 | 0 | 43.359 | 0 | 109.6982 | -109.6946 | 0 | 0 | 0
1999-11-22 | 8:00 | 55.4 | 7644.6214 | 7.6446 | 45366.4881 | 45.3665 | 45.3665 | 0 | 12.9619 | 0 | 32.7935 | -25.1489 | 0 | 0 | 0
1999-11-22 | 9:00 | 59 | 84733.0328 | 84.733 | 6626.177 | 6.6262 | 6.6262 | 0 | 1.8932 | 0 | 4.7898 | 79.9433 | 79.9433 | 0 | 0
1999-11-22 | 10:00 | 60.8 | 160323.5934 | 160.3236 | 4376.1816 | 4.3762 | 4.3762 | 0 | 1.2503 | 0 | 3.1634 | 157.1602 | 157.1602 | 0 | 0
1999-11-22 | 11:00 | 62.6 | 217556.7392 | 217.5567 | 3606.4813 | 3.6065 | 3.6065 | 0 | 1.0304 | 0 | 2.607 | 214.9498 | 214.9498 | 0 | 0
1999-11-22 | 12:00 | 64.4 | 265406.108 | 265.4061 | 3036.5797 | 3.0366 | 3.0366 | 0 | 0.86759 | 0 | 2.195 | 263.2111 | 263.2111 | 0 | 0
1999-11-22 | 13:00 | 64.4 | 275075.7184 | 275.0757 | 3212.87 | 3.2129 | 3.2129 | 0 | 0.91796 | 0 | 2.3224 | 272.7533 | 272.7533 | 0 | 0
1999-11-22 | 14:00 | 66.2 | 308829.7551 | 308.8298 | 2685.6336 | 2.6856 | 2.6856 | 0 | 0.76732 | 0 | 1.9413 | 306.8884 | 306.8884 | 0 | 0
1999-11-22 | 15:00 | 64.4 | 310970.0522 | 310.9701 | 2941.8372 | 2.9418 | 2.9418 | 0 | 0.84052 | 0 | 2.1265 | 308.8435 | 308.8435 | 0 | 0
1999-11-22 | 16:00 | 64.4 | 282550.5685 | 282.5506 | 2562.6798 | 2.5627 | 2.5627 | 0 | 0.73219 | 0 | 1.8525 | 280.6981 | 280.6981 | 0 | 0
1999-11-22 | 17:00 | 60.8 | 213695.2719 | 213.6953 | 853.1153 | 0.85312 | 0.85312 | 0 | 0.24375 | 0 | 0.61668 | 213.0786 | 213.0786 | 0 | 0
1999-11-22 | 18:00 | 60.8 | 140246.3598 | 140.2464 | 1764.5381 | 1.7645 | 1.7645 | 0 | 0.50415 | 0 | 1.2755 | 138.9709 | 138.9709 | 0 | 0
1999-11-22 | 19:00 | 57.2 | 101914.1244 | 101.9141 | 2216.5087 | 2.2165 | 2.2165 | 0 | 0.63329 | 0 | 1.6022 | 100.3119 | 100.3119 | 0 | 0
1999-11-22 | 20:00 | 53.6 | 22858.8137 | 22.8588 | 12877.3807 | 12.8774 | 12.8774 | 0 | 3.6793 | 0 | 9.3085 | 13.5503 | 13.5503 | 0 | 0
1999-11-22 | 21:00 | 50 | 2.5173 | 0.0025173 | 56469.1867 | 56.4692 | 56.4692 | 0 | 16.1341 | 0 | 40.8192 | -40.8166 | 0 | 0 | 0
1999-11-22 | 22:00 | 44.6 | 3.0028 | 0.0030028 | 123931.1599 | 123.9312 | 123.9312 | 0 | 35.4089 | 0 | 89.5845 | -89.5815 | 0 | 0 | 0
1999-11-22 | 23:00 | 46.4 | 0 | 0 | 0 | 0 | 0 | 0 | 0 | 0 | 0 | 0 | 0 | 0 | 0
1999-11-22 | 24:00 | 44.6 | 0 | 0 | 0 | 0 | 0 | 0 | 0 | 0 | 0 | 0 | 0 | 0 | 0
1999-11-23 | 1:00 | 42.8 | 0 | 0 | 0 | 0 | 0 | 0 | 0 | 0 | 0 | 0 | 0 | 0 | 0
1999-11-23 | 2:00 | 39.2 | 0 | 0 | 0 | 0 | 0 | 0 | 0 | 0 | 0 | 0 | 0 | 39.2 | 0
1999-11-23 | 3:00 | 37.4 | 0 | 0 | 0 | 0 | 0 | 0 | 0 | 0 | 0 | 0 | 0 | 37.4 | 0
1999-11-23 | 4:00 | 35.6 | 0 | 0 | 0 | 0 | 0 | 0 | 0 | 0 | 0 | 0 | 0 | 35.6 | 0
1999-11-23 | 5:00 | 37.4 | 0 | 0 | 0 | 0 | 0 | 0 | 0 | 0 | 0 | 0 | 0 | 37.4 | 0
1999-11-23 | 6:00 | 37.4 | 0 | 0 | 0 | 0 | 0 | 0 | 0 | 0 | 0 | 0 | 0 | 37.4 | 0
1999-11-23 | 7:00 | 37.4 | 0 | 0 | 393630.6454 | 393.6306 | 0 | 393.6306 | 0 | 393.6306 | 0 | 0 | 0 | 37.4 | 393.6306
1999-11-23 | 8:00 | 46.4 | 3.2728 | 0.0032728 | 208848.7064 | 208.8487 | 208.8487 | 0 | 56.4456 | 0 | 142.8074 | -142.8041 | 0 | 0 | 0
1999-11-23 | 9:00 | 53.6 | 426.5445 | 0.42654 | 133675.858 | 133.6759 | 133.6759 | 0 | 36.1286 | 0 | 91.4054 | -90.9788 | 0 | 0 | 0
1999-11-23 | 10:00 | 60.8 | 97122.6457 | 97.1226 | 11171.6932 | 11.1717 | 11.1717 | 0 | 3.1919 | 0 | 8.0755 | 89.0471 | 89.0471 | 0 | 0
1999-11-23 | 11:00 | 64.4 | 243691.5582 | 243.6916 | 9200.7961 | 9.2008 | 9.2008 | 0 | 2.6288 | 0 | 6.6509 | 237.0407 | 237.0407 | 0 | 0
1999-11-23 | 12:00 | 66.2 | 302854.7212 | 302.8547 | 6950.842 | 6.9508 | 6.9508 | 0 | 1.986 | 0 | 5.0245 | 297.8303 | 297.8303 | 0 | 0
1999-11-23 | 13:00 | 69.8 | 375813.3122 | 375.8133 | 5750.5156 | 5.7505 | 5.7505 | 0 | 1.643 | 0 | 4.1568 | 371.6565 | 371.6565 | 0 | 0
1999-11-23 | 14:00 | 69.8 | 446306.974 | 446.307 | 4083.5022 | 4.0835 | 4.0835 | 0 | 1.1667 | 0 | 2.9518 | 443.3552 | 443.3552 | 0 | 0
1999-11-23 | 15:00 | 69.8 | 469662.7849 | 469.6628 | 3347.9284 | 3.3479 | 3.3479 | 0 | 0.95655 | 0 | 2.4201 | 467.2427 | 467.2427 | 0 | 0
1999-11-23 | 16:00 | 68 | 423819.3921 | 423.8194 | 2633.8802 | 2.6339 | 2.6339 | 0 | 0.75254 | 0 | 1.9039 | 421.9155 | 421.9155 | 0 | 0
1999-11-23 | 17:00 | 60.8 | 257118.3837 | 257.1184 | 1046.6786 | 1.0467 | 1.0467 | 0 | 0.29905 | 0 | 0.7566 | 256.3618 | 256.3618 | 0 | 0
1999-11-23 | 18:00 | 59 | 120208.2302 | 120.2082 | 1850.4977 | 1.8505 | 1.8505 | 0 | 0.52871 | 0 | 1.3376 | 118.8706 | 118.8706 | 0 | 0
1999-11-23 | 19:00 | 53.6 | 40016.6538 | 40.0167 | 4031.528 | 4.0315 | 4.0315 | 0 | 1.1519 | 0 | 2.9142 | 37.1024 | 37.1024 | 0 | 0
1999-11-23 | 20:00 | 50 | 1.2869 | 0.0012869 | 79560.6544 | 79.5607 | 79.5607 | 0 | 22.7316 | 0 | 57.511 | -57.5097 | 0 | 0 | 0
1999-11-23 | 21:00 | 46.4 | 0 | 0 | 107198.532 | 107.1985 | 107.1985 | 0 | 30.6282 | 0 | 77.4892 | -77.4892 | 0 | 0 | 0
1999-11-23 | 22:00 | 44.6 | 5.8181 | 0.0058181 | 136998.633 | 136.9986 | 136.9986 | 0 | 37.0267 | 0 | 93.6774 | -93.6716 | 0 | 0 | 0
1999-11-23 | 23:00 | 42.8 | 0 | 0 | 0 | 0 | 0 | 0 | 0 | 0 | 0 | 0 | 0 | 0 | 0
1999-11-23 | 24:00 | 39.2 | 0 | 0 | 0 | 0 | 0 | 0 | 0 | 0 | 0 | 0 | 0 | 39.2 | 0
1999-11-24 | 1:00 | 46.4 | 0 | 0 | 0 | 0 | 0 | 0 | 0 | 0 | 0 | 0 | 0 | 0 | 0
1999-11-24 | 2:00 | 42.8 | 0 | 0 | 0 | 0 | 0 | 0 | 0 | 0 | 0 | 0 | 0 | 0 | 0
1999-11-24 | 3:00 | 42.8 | 0 | 0 | 0 | 0 | 0 | 0 | 0 | 0 | 0 | 0 | 0 | 0 | 0
1999-11-24 | 4:00 | 39.2 | 0 | 0 | 0 | 0 | 0 | 0 | 0 | 0 | 0 | 0 | 0 | 39.2 | 0
1999-11-24 | 5:00 | 37.4 | 0 | 0 | 0 | 0 | 0 | 0 | 0 | 0 | 0 | 0 | 0 | 37.4 | 0
1999-11-24 | 6:00 | 39.2 | 0 | 0 | 0 | 0 | 0 | 0 | 0 | 0 | 0 | 0 | 0 | 39.2 | 0
1999-11-24 | 7:00 | 44.6 | 0 | 0 | 343213.4004 | 343.2134 | 343.2134 | 0 | 92.7604 | 0 | 234.6838 | -234.6838 | 0 | 0 | 0
1999-11-24 | 8:00 | 48.2 | 9.997 | 0.009997 | 150424.2249 | 150.4242 | 150.4242 | 0 | 40.6552 | 0 | 102.8576 | -102.8476 | 0 | 0 | 0
1999-11-24 | 9:00 | 57.2 | 21081.2999 | 21.0813 | 60095.9487 | 60.0959 | 60.0959 | 0 | 17.1703 | 0 | 43.4408 | -22.3595 | 0 | 0 | 0
1999-11-24 | 10:00 | 66.2 | 222218.0413 | 222.218 | 10116.6882 | 10.1167 | 10.1167 | 0 | 2.8905 | 0 | 7.3129 | 214.9051 | 214.9051 | 0 | 0
1999-11-24 | 11:00 | 69.8 | 415292.1849 | 415.2922 | 7573.7637 | 7.5738 | 7.5738 | 0 | 2.1639 | 0 | 5.4747 | 409.8174 | 409.8174 | 0 | 0
1999-11-24 | 12:00 | 73.4 | 542806.1653 | 542.8062 | 5249.3157 | 5.2493 | 5.2493 | 0 | 1.4998 | 0 | 3.7945 | 539.0117 | 539.0117 | 0 | 0
1999-11-24 | 13:00 | 73.4 | 571513.6616 | 571.5137 | 4532.4464 | 4.5324 | 4.5324 | 0 | 1.295 | 0 | 3.2763 | 568.2374 | 568.2374 | 0 | 0
1999-11-24 | 14:00 | 73.4 | 595268.7123 | 595.2687 | 2998.6553 | 2.9987 | 2.9987 | 0 | 0.85676 | 0 | 2.1676 | 593.1011 | 593.1011 | 0 | 0
1999-11-24 | 15:00 | 71.6 | 590671.0897 | 590.6711 | 2499.8134 | 2.4998 | 2.4998 | 0 | 0.71423 | 0 | 1.807 | 588.8641 | 588.8641 | 0 | 0
1999-11-24 | 16:00 | 69.8 | 504969.5299 | 504.9695 | 2081.9701 | 2.082 | 2.082 | 0 | 0.59485 | 0 | 1.505 | 503.4646 | 503.4646 | 0 | 0
1999-11-24 | 17:00 | 68 | 400350.1994 | 400.3502 | 822.2155 | 0.82222 | 0.82222 | 0 | 0.23492 | 0 | 0.59434 | 399.7559 | 399.7559 | 0 | 0
1999-11-24 | 18:00 | 66.2 | 281146.0168 | 281.146 | 1591.9062 | 1.5919 | 1.5919 | 0 | 0.45483 | 0 | 1.1507 | 279.9953 | 279.9953 | 0 | 0
1999-11-24 | 19:00 | 66.2 | 272372.9651 | 272.373 | 1867.1738 | 1.8672 | 1.8672 | 0 | 0.53348 | 0 | 1.3497 | 271.0233 | 271.0233 | 0 | 0
1999-11-24 | 20:00 | 62.6 | 225823.9481 | 225.8239 | 7026.5414 | 7.0265 | 7.0265 | 0 | 2.0076 | 0 | 5.0792 | 220.7448 | 220.7448 | 0 | 0
1999-11-24 | 21:00 | 60.8 | 151431.3043 | 151.4313 | 15147.9298 | 15.1479 | 15.1479 | 0 | 4.328 | 0 | 10.9498 | 140.4815 | 140.4815 | 0 | 0
1999-11-24 | 22:00 | 55.4 | 63048.8417 | 63.0488 | 28690.1052 | 28.6901 | 28.6901 | 0 | 8.1972 | 0 | 20.7388 | 42.31 | 42.31 | 0 | 0
1999-11-24 | 23:00 | 55.4 | 0 | 0 | 0 | 0 | 0 | 0 | 0 | 0 | 0 | 0 | 0 | 0 | 0
1999-11-24 | 24:00 | 53.6 | 0 | 0 | 0 | 0 | 0 | 0 | 0 | 0 | 0 | 0 | 0 | 0 | 0
1999-11-25 | 1:00 | 53.6 | 0 | 0 | 0 | 0 | 0 | 0 | 0 | 0 | 0 | 0 | 0 | 0 | 0
1999-11-25 | 2:00 | 53.6 | 0 | 0 | 0 | 0 | 0 | 0 | 0 | 0 | 0 | 0 | 0 | 0 | 0
1999-11-25 | 3:00 | 53.6 | 0 | 0 | 0 | 0 | 0 | 0 | 0 | 0 | 0 | 0 | 0 | 0 | 0
1999-11-25 | 4:00 | 51.8 | 0 | 0 | 0 | 0 | 0 | 0 | 0 | 0 | 0 | 0 | 0 | 0 | 0
1999-11-25 | 5:00 | 48.2 | 0 | 0 | 0 | 0 | 0 | 0 | 0 | 0 | 0 | 0 | 0 | 0 | 0
1999-11-25 | 6:00 | 48.2 | 0 | 0 | 0 | 0 | 0 | 0 | 0 | 0 | 0 | 0 | 0 | 0 | 0
1999-11-25 | 7:00 | 50 | 4.0115 | 0.0040115 | 230894.4493 | 230.8944 | 230.8944 | 0 | 62.4039 | 0 | 157.8819 | -157.8779 | 0 | 0 | 0
1999-11-25 | 8:00 | 53.6 | 2.8082 | 0.0028082 | 113940.558 | 113.9406 | 113.9406 | 0 | 32.5544 | 0 | 82.3627 | -82.3599 | 0 | 0 | 0
1999-11-25 | 9:00 | 64.4 | 110038.7797 | 110.0388 | 45624.4125 | 45.6244 | 45.6244 | 0 | 13.0355 | 0 | 32.9799 | 77.0588 | 77.0588 | 0 | 0
1999-11-25 | 10:00 | 71.6 | 335322.0395 | 335.322 | 17699.9105 | 17.6999 | 17.6999 | 0 | 5.0571 | 0 | 12.7945 | 322.5275 | 322.5275 | 0 | 0
1999-11-25 | 11:00 | 75.2 | 508289.4502 | 508.2895 | 14242.6134 | 14.2426 | 14.2426 | 0 | 4.0693 | 0 | 10.2954 | 497.9941 | 497.9941 | 0 | 0
1999-11-25 | 12:00 | 77 | 588996.7179 | 588.9967 | 13984.6525 | 13.9847 | 13.9847 | 0 | 3.9956 | 0 | 10.1089 | 578.8878 | 578.8878 | 0 | 0
1999-11-25 | 13:00 | 80.6 | 671251.8976 | 671.2519 | 14906.006 | 14.906 | 14.906 | 0 | 4.2589 | 0 | 10.7749 | 660.477 | 660.477 | 0 | 0
1999-11-25 | 14:00 | 80.6 | 727999.0611 | 727.9991 | 7606.3331 | 7.6063 | 7.6063 | 0 | 2.1732 | 0 | 5.4983 | 722.5008 | 722.5008 | 0 | 0
1999-11-25 | 15:00 | 77 | 649279.7131 | 649.2797 | 6475.5192 | 6.4755 | 6.4755 | 0 | 1.8501 | 0 | 4.6809 | 644.5988 | 644.5988 | 0 | 0
1999-11-25 | 16:00 | 75.2 | 533492.0369 | 533.492 | 6345.7303 | 6.3457 | 6.3457 | 0 | 1.8131 | 0 | 4.5871 | 528.905 | 528.905 | 0 | 0
1999-11-25 | 17:00 | 71.6 | 388574.6345 | 388.5746 | 15193.9973 | 15.194 | 15.194 | 0 | 4.3411 | 0 | 10.9831 | 377.5915 | 377.5915 | 0 | 0
1999-11-25 | 18:00 | 64.4 | 231974.6808 | 231.9747 | 50075.5149 | 50.0755 | 50.0755 | 0 | 14.3073 | 0 | 36.1974 | 195.7772 | 195.7772 | 0 | 0
1999-11-25 | 19:00 | 59 | 115691.0145 | 115.691 | 7467.1753 | 7.4672 | 7.4672 | 0 | 2.1335 | 0 | 5.3977 | 110.2933 | 110.2933 | 0 | 0
1999-11-25 | 20:00 | 55.4 | 42980.4504 | 42.9805 | 30229.7034 | 30.2297 | 30.2297 | 0 | 8.6371 | 0 | 21.8518 | 21.1287 | 21.1287 | 0 | 0
1999-11-25 | 21:00 | 53.6 | 2975.2783 | 2.9753 | 42627.8739 | 42.6279 | 42.6279 | 0 | 12.1794 | 0 | 30.8139 | -27.8386 | 0 | 0 | 0
1999-11-25 | 22:00 | 51.8 | 0 | 0 | 65926.9872 | 65.927 | 65.927 | 0 | 18.8363 | 0 | 47.6558 | -47.6558 | 0 | 0 | 0
1999-11-25 | 23:00 | 50 | 0 | 0 | 0 | 0 | 0 | 0 | 0 | 0 | 0 | 0 | 0 | 0 | 0
1999-11-25 | 24:00 | 48.2 | 0 | 0 | 0 | 0 | 0 | 0 | 0 | 0 | 0 | 0 | 0 | 0 | 0
1999-11-26 | 1:00 | 46.4 | 0 | 0 | 0 | 0 | 0 | 0 | 0 | 0 | 0 | 0 | 0 | 0 | 0
1999-11-26 | 2:00 | 48.2 | 0 | 0 | 0 | 0 | 0 | 0 | 0 | 0 | 0 | 0 | 0 | 0 | 0
1999-11-26 | 3:00 | 46.4 | 0 | 0 | 0 | 0 | 0 | 0 | 0 | 0 | 0 | 0 | 0 | 0 | 0
1999-11-26 | 4:00 | 46.4 | 0 | 0 | 0 | 0 | 0 | 0 | 0 | 0 | 0 | 0 | 0 | 0 | 0
1999-11-26 | 5:00 | 44.6 | 0 | 0 | 0 | 0 | 0 | 0 | 0 | 0 | 0 | 0 | 0 | 0 | 0
1999-11-26 | 6:00 | 42.8 | 0 | 0 | 0 | 0 | 0 | 0 | 0 | 0 | 0 | 0 | 0 | 0 | 0
1999-11-26 | 7:00 | 44.6 | 1.7673 | 0.0017673 | 207259.5857 | 207.2596 | 207.2596 | 0 | 56.0161 | 0 | 141.7207 | -141.719 | 0 | 0 | 0
1999-11-26 | 8:00 | 53.6 | 0.73784 | 0.00073784 | 97254.1526 | 97.2542 | 97.2542 | 0 | 27.7869 | 0 | 70.3009 | -70.3001 | 0 | 0 | 0
1999-11-26 | 9:00 | 60.8 | 53058.3405 | 53.0583 | 43544.3329 | 43.5443 | 43.5443 | 0 | 12.4412 | 0 | 31.4763 | 21.582 | 21.582 | 0 | 0
1999-11-26 | 10:00 | 66.2 | 161264.828 | 161.2648 | 39882.378 | 39.8824 | 39.8824 | 0 | 11.395 | 0 | 28.8293 | 132.4356 | 132.4356 | 0 | 0
1999-11-26 | 11:00 | 71.6 | 279267.039 | 279.267 | 18920.1042 | 18.9201 | 18.9201 | 0 | 5.4057 | 0 | 13.6765 | 265.5905 | 265.5905 | 0 | 0
1999-11-26 | 12:00 | 75.2 | 381162.3244 | 381.1623 | 16168.7001 | 16.1687 | 16.1687 | 0 | 4.6196 | 0 | 11.6877 | 369.4747 | 369.4747 | 0 | 0
1999-11-26 | 13:00 | 78.8 | 459620.1111 | 459.6201 | 31403.5573 | 31.4036 | 31.4036 | 0 | 8.9724 | 0 | 22.7003 | 436.9198 | 436.9198 | 0 | 0
1999-11-26 | 14:00 | 80.6 | 505030.7728 | 505.0308 | 21672.6458 | 21.6726 | 21.6726 | 0 | 6.1922 | 0 | 15.6662 | 489.3645 | 489.3645 | 0 | 0
1999-11-26 | 15:00 | 80.6 | 505570.8997 | 505.5709 | 11163.4276 | 11.1634 | 11.1634 | 0 | 3.1896 | 0 | 8.0696 | 497.5013 | 497.5013 | 0 | 0
1999-11-26 | 16:00 | 77 | 452321.5611 | 452.3216 | 12464.3248 | 12.4643 | 12.4643 | 0 | 3.5612 | 0 | 9.0099 | 443.3116 | 443.3116 | 0 | 0
1999-11-26 | 17:00 | 69.8 | 338297.3314 | 338.2973 | 26852.6278 | 26.8526 | 26.8526 | 0 | 7.6722 | 0 | 19.4106 | 318.8867 | 318.8867 | 0 | 0
1999-11-26 | 18:00 | 66.2 | 228877.7348 | 228.8777 | 36489.7602 | 36.4898 | 36.4898 | 0 | 10.4256 | 0 | 26.3769 | 202.5009 | 202.5009 | 0 | 0
1999-11-26 | 19:00 | 59 | 128627.568 | 128.6276 | 40482.1811 | 40.4822 | 40.4822 | 0 | 11.5663 | 0 | 29.2628 | 99.3647 | 99.3647 | 0 | 0
1999-11-26 | 20:00 | 57.2 | 60033.1105 | 60.0331 | 48181.8096 | 48.1818 | 48.1818 | 0 | 13.7662 | 0 | 34.8286 | 25.2045 | 25.2045 | 0 | 0
1999-11-26 | 21:00 | 53.6 | 14446.0424 | 14.446 | 57403.675 | 57.4037 | 57.4037 | 0 | 16.4011 | 0 | 41.4947 | -27.0486 | 0 | 0 | 0
1999-11-26 | 22:00 | 51.8 | 0 | 0 | 83524.2461 | 83.5242 | 83.5242 | 0 | 23.8641 | 0 | 60.3761 | -60.3761 | 0 | 0 | 0
1999-11-26 | 23:00 | 50 | 0 | 0 | 0 | 0 | 0 | 0 | 0 | 0 | 0 | 0 | 0 | 0 | 0
1999-11-26 | 24:00 | 48.2 | 0 | 0 | 0 | 0 | 0 | 0 | 0 | 0 | 0 | 0 | 0 | 0 | 0
1999-11-27 | 1:00 | 46.4 | 0 | 0 | 0 | 0 | 0 | 0 | 0 | 0 | 0 | 0 | 0 | 0 | 0
1999-11-27 | 2:00 | 48.2 | 0 | 0 | 0 | 0 | 0 | 0 | 0 | 0 | 0 | 0 | 0 | 0 | 0
1999-11-27 | 3:00 | 48.2 | 0 | 0 | 0 | 0 | 0 | 0 | 0 | 0 | 0 | 0 | 0 | 0 | 0
1999-11-27 | 4:00 | 46.4 | 0 | 0 | 0 | 0 | 0 | 0 | 0 | 0 | 0 | 0 | 0 | 0 | 0
1999-11-27 | 5:00 | 44.6 | 0 | 0 | 0 | 0 | 0 | 0 | 0 | 0 | 0 | 0 | 0 | 0 | 0
1999-11-27 | 6:00 | 42.8 | 0 | 0 | 0 | 0 | 0 | 0 | 0 | 0 | 0 | 0 | 0 | 0 | 0
1999-11-27 | 7:00 | 42.8 | 0.23543 | 0.00023543 | 366562.3987 | 366.5624 | 366.5624 | 0 | 99.0709 | 0 | 250.6494 | -250.6492 | 0 | 0 | 0
1999-11-27 | 8:00 | 51.8 | 6.4042 | 0.0064042 | 153541.8902 | 153.5419 | 153.5419 | 0 | 41.4978 | 0 | 104.9895 | -104.9831 | 0 | 0 | 0
1999-11-27 | 9:00 | 57.2 | 30326.8059 | 30.3268 | 19989.2397 | 19.9892 | 19.9892 | 0 | 5.7112 | 0 | 14.4494 | 15.8774 | 15.8774 | 0 | 0
1999-11-27 | 10:00 | 64.4 | 192933.2229 | 192.9332 | 8678.7446 | 8.6787 | 8.6787 | 0 | 2.4796 | 0 | 6.2735 | 186.6597 | 186.6597 | 0 | 0
1999-11-27 | 11:00 | 69.8 | 419706.5086 | 419.7065 | 6700.4629 | 6.7005 | 6.7005 | 0 | 1.9144 | 0 | 4.8435 | 414.863 | 414.863 | 0 | 0
1999-11-27 | 12:00 | 71.6 | 520567.7485 | 520.5677 | 4921.471 | 4.9215 | 4.9215 | 0 | 1.4061 | 0 | 3.5575 | 517.0102 | 517.0102 | 0 | 0
1999-11-27 | 13:00 | 73.4 | 556038.4403 | 556.0384 | 4511.5003 | 4.5115 | 4.5115 | 0 | 1.289 | 0 | 3.2612 | 552.7773 | 552.7773 | 0 | 0
1999-11-27 | 14:00 | 75.2 | 651351.0725 | 651.3511 | 3146.9355 | 3.1469 | 3.1469 | 0 | 0.89912 | 0 | 2.2748 | 649.0763 | 649.0763 | 0 | 0
1999-11-27 | 15:00 | 75.2 | 726281.9237 | 726.2819 | 2731.2507 | 2.7313 | 2.7313 | 0 | 0.78036 | 0 | 1.9743 | 724.3076 | 724.3076 | 0 | 0
1999-11-27 | 16:00 | 71.6 | 670311.5187 | 670.3115 | 2309.7866 | 2.3098 | 2.3098 | 0 | 0.65994 | 0 | 1.6696 | 668.6419 | 668.6419 | 0 | 0
1999-11-27 | 17:00 | 66.2 | 470168.3992 | 470.1684 | 1132.8815 | 1.1329 | 1.1329 | 0 | 0.32368 | 0 | 0.81891 | 469.3495 | 469.3495 | 0 | 0
1999-11-27 | 18:00 | 60.8 | 217152.8247 | 217.1528 | 1963.7836 | 1.9638 | 1.9638 | 0 | 0.56108 | 0 | 1.4195 | 215.7333 | 215.7333 | 0 | 0
1999-11-27 | 19:00 | 55.4 | 84078.2651 | 84.0783 | 2318.4473 | 2.3184 | 2.3184 | 0 | 0.66241 | 0 | 1.6759 | 82.4024 | 82.4024 | 0 | 0
1999-11-27 | 20:00 | 53.6 | 6216.5109 | 6.2165 | 11980.5375 | 11.9805 | 11.9805 | 0 | 3.423 | 0 | 8.6602 | -2.4437 | 0 | 0 | 0
1999-11-27 | 21:00 | 53.6 | 8.0413 | 0.0080413 | 30024.3184 | 30.0243 | 30.0243 | 0 | 8.5784 | 0 | 21.7033 | -21.6953 | 0 | 0 | 0
1999-11-27 | 22:00 | 51.8 | 1.9383 | 0.0019383 | 56173.4436 | 56.1734 | 56.1734 | 0 | 16.0496 | 0 | 40.6054 | -40.6034 | 0 | 0 | 0
1999-11-27 | 23:00 | 50 | 0 | 0 | 0 | 0 | 0 | 0 | 0 | 0 | 0 | 0 | 0 | 0 | 0
1999-11-27 | 24:00 | 48.2 | 0 | 0 | 0 | 0 | 0 | 0 | 0 | 0 | 0 | 0 | 0 | 0 | 0
1999-11-28 | 1:00 | 46.4 | 0 | 0 | 0 | 0 | 0 | 0 | 0 | 0 | 0 | 0 | 0 | 0 | 0
1999-11-28 | 2:00 | 44.6 | 0 | 0 | 0 | 0 | 0 | 0 | 0 | 0 | 0 | 0 | 0 | 0 | 0
1999-11-28 | 3:00 | 44.6 | 0 | 0 | 0 | 0 | 0 | 0 | 0 | 0 | 0 | 0 | 0 | 0 | 0
1999-11-28 | 4:00 | 44.6 | 0 | 0 | 0 | 0 | 0 | 0 | 0 | 0 | 0 | 0 | 0 | 0 | 0
1999-11-28 | 5:00 | 42.8 | 0 | 0 | 0 | 0 | 0 | 0 | 0 | 0 | 0 | 0 | 0 | 0 | 0
1999-11-28 | 6:00 | 41 | 0 | 0 | 0 | 0 | 0 | 0 | 0 | 0 | 0 | 0 | 0 | 0 | 0
1999-11-28 | 7:00 | 41 | 0 | 0 | 374428.4012 | 374.4284 | 374.4284 | 0 | 101.1969 | 0 | 256.0281 | -256.0281 | 0 | 0 | 0
1999-11-28 | 8:00 | 48.2 | 2.9162 | 0.0029162 | 176297.2441 | 176.2972 | 176.2972 | 0 | 47.6479 | 0 | 120.5492 | -120.5463 | 0 | 0 | 0
1999-11-28 | 9:00 | 55.4 | 3811.938 | 3.8119 | 73710.4875 | 73.7105 | 73.7105 | 0 | 21.0601 | 0 | 53.2822 | -49.4702 | 0 | 0 | 0
1999-11-28 | 10:00 | 62.6 | 136208.5269 | 136.2085 | 7667.3382 | 7.6673 | 7.6673 | 0 | 2.1907 | 0 | 5.5424 | 130.6661 | 130.6661 | 0 | 0
1999-11-28 | 11:00 | 69.8 | 400082.6271 | 400.0826 | 6409.1574 | 6.4092 | 6.4092 | 0 | 1.8312 | 0 | 4.6329 | 395.4497 | 395.4497 | 0 | 0
1999-11-28 | 12:00 | 75.2 | 606409.8338 | 606.4098 | 4375.5193 | 4.3755 | 4.3755 | 0 | 1.2501 | 0 | 3.1629 | 603.247 | 603.247 | 0 | 0
1999-11-28 | 13:00 | 77 | 686572.8515 | 686.5729 | 4052.138 | 4.0521 | 4.0521 | 0 | 1.1578 | 0 | 2.9291 | 683.6437 | 683.6437 | 0 | 0
1999-11-28 | 14:00 | 75.2 | 715940.8206 | 715.9408 | 2624.7274 | 2.6247 | 2.6247 | 0 | 0.74992 | 0 | 1.8973 | 714.0435 | 714.0435 | 0 | 0
1999-11-28 | 15:00 | 75.2 | 724326.0127 | 724.326 | 2225.192 | 2.2252 | 2.2252 | 0 | 0.63577 | 0 | 1.6085 | 722.7175 | 722.7175 | 0 | 0
1999-11-28 | 16:00 | 73.4 | 680480.7856 | 680.4808 | 1812.4484 | 1.8124 | 1.8124 | 0 | 0.51784 | 0 | 1.3101 | 679.1706 | 679.1706 | 0 | 0
1999-11-28 | 17:00 | 66.2 | 504539.7534 | 504.5398 | 866.4473 | 0.86645 | 0.86645 | 0 | 0.24756 | 0 | 0.62632 | 503.9134 | 503.9134 | 0 | 0
1999-11-28 | 18:00 | 60.8 | 208786.4752 | 208.7865 | 1654.8923 | 1.6549 | 1.6549 | 0 | 0.47283 | 0 | 1.1963 | 207.5902 | 207.5902 | 0 | 0
1999-11-28 | 19:00 | 57.2 | 96578.1261 | 96.5781 | 2002.6011 | 2.0026 | 2.0026 | 0 | 0.57217 | 0 | 1.4476 | 95.1305 | 95.1305 | 0 | 0
1999-11-28 | 20:00 | 55.4 | 48513.7653 | 48.5138 | 8689.4584 | 8.6895 | 8.6895 | 0 | 2.4827 | 0 | 6.2812 | 42.2325 | 42.2325 | 0 | 0
1999-11-28 | 21:00 | 53.6 | 4284.4096 | 4.2844 | 22681.4042 | 22.6814 | 22.6814 | 0 | 6.4804 | 0 | 16.3954 | -12.111 | 0 | 0 | 0
1999-11-28 | 22:00 | 53.6 | 6.7782 | 0.0067782 | 40366.1167 | 40.3661 | 40.3661 | 0 | 11.5332 | 0 | 29.1789 | -29.1722 | 0 | 0 | 0
1999-11-28 | 23:00 | 53.6 | 0 | 0 | 0 | 0 | 0 | 0 | 0 | 0 | 0 | 0 | 0 | 0 | 0
1999-11-28 | 24:00 | 51.8 | 0 | 0 | 0 | 0 | 0 | 0 | 0 | 0 | 0 | 0 | 0 | 0 | 0
1999-11-29 | 1:00 | 48.2 | 0 | 0 | 0 | 0 | 0 | 0 | 0 | 0 | 0 | 0 | 0 | 0 | 0
1999-11-29 | 2:00 | 48.2 | 0 | 0 | 0 | 0 | 0 | 0 | 0 | 0 | 0 | 0 | 0 | 0 | 0
1999-11-29 | 3:00 | 48.2 | 0 | 0 | 0 | 0 | 0 | 0 | 0 | 0 | 0 | 0 | 0 | 0 | 0
1999-11-29 | 4:00 | 44.6 | 0 | 0 | 0 | 0 | 0 | 0 | 0 | 0 | 0 | 0 | 0 | 0 | 0
1999-11-29 | 5:00 | 46.4 | 0 | 0 | 0 | 0 | 0 | 0 | 0 | 0 | 0 | 0 | 0 | 0 | 0
1999-11-29 | 6:00 | 48.2 | 0 | 0 | 0 | 0 | 0 | 0 | 0 | 0 | 0 | 0 | 0 | 0 | 0
1999-11-29 | 7:00 | 48.2 | 1.4669 | 0.0014669 | 247852.171 | 247.8522 | 247.8522 | 0 | 66.9871 | 0 | 169.4773 | -169.4758 | 0 | 0 | 0
1999-11-29 | 8:00 | 53.6 | 2.8553 | 0.0028553 | 86671.9903 | 86.672 | 86.672 | 0 | 24.7634 | 0 | 62.6515 | -62.6486 | 0 | 0 | 0
1999-11-29 | 9:00 | 64.4 | 137645.0254 | 137.645 | 7445.1651 | 7.4452 | 7.4452 | 0 | 2.1272 | 0 | 5.3818 | 132.2632 | 132.2632 | 0 | 0
1999-11-29 | 10:00 | 71.6 | 458104.4699 | 458.1045 | 4685.252 | 4.6853 | 4.6853 | 0 | 1.3386 | 0 | 3.3868 | 454.7177 | 454.7177 | 0 | 0
1999-11-29 | 11:00 | 78.8 | 741772.5619 | 741.7726 | 3223.886 | 3.2239 | 3.2239 | 0 | 0.92111 | 0 | 2.3304 | 739.4422 | 739.4422 | 0 | 0
1999-11-29 | 12:00 | 80.6 | 866137.753 | 866.1378 | 2540.5553 | 2.5406 | 2.5406 | 0 | 0.72587 | 0 | 1.8365 | 864.3013 | 864.3013 | 0 | 0
1999-11-29 | 13:00 | 84.2 | 944434.9298 | 944.4349 | 2612.4966 | 2.6125 | 2.6125 | 0 | 0.74643 | 0 | 1.8885 | 942.5465 | 942.5465 | 0 | 0
1999-11-29 | 14:00 | 82.4 | 979870.8017 | 979.8708 | 1783.3854 | 1.7834 | 1.7834 | 0 | 0.50954 | 0 | 1.2891 | 978.5817 | 978.5817 | 0 | 0
1999-11-29 | 15:00 | 80.6 | 926878.0852 | 926.8781 | 2145.2051 | 2.1452 | 2.1452 | 0 | 0.61292 | 0 | 1.5507 | 925.3274 | 925.3274 | 0 | 0
1999-11-29 | 16:00 | 77 | 825867.6799 | 825.8677 | 1432.2456 | 1.4322 | 1.4322 | 0 | 0.40921 | 0 | 1.0353 | 824.8324 | 824.8324 | 0 | 0
1999-11-29 | 17:00 | 71.6 | 643969.4563 | 643.9695 | 753.9072 | 0.75391 | 0.75391 | 0 | 0.2154 | 0 | 0.54497 | 643.4245 | 643.4245 | 0 | 0
1999-11-29 | 18:00 | 66.2 | 380536.2377 | 380.5362 | 1560.0264 | 1.56 | 1.56 | 0 | 0.44572 | 0 | 1.1277 | 379.4086 | 379.4086 | 0 | 0
1999-11-29 | 19:00 | 60.8 | 232754.7507 | 232.7548 | 1960.8001 | 1.9608 | 1.9608 | 0 | 0.56023 | 0 | 1.4174 | 231.3374 | 231.3374 | 0 | 0
1999-11-29 | 20:00 | 57.2 | 92790.1077 | 92.7901 | 8010.6773 | 8.0107 | 8.0107 | 0 | 2.2888 | 0 | 5.7906 | 86.9995 | 86.9995 | 0 | 0
1999-11-29 | 21:00 | 53.6 | 18024.047 | 18.024 | 20052.9663 | 20.053 | 20.053 | 0 | 5.7294 | 0 | 14.4954 | 3.5286 | 3.5286 | 0 | 0
1999-11-29 | 22:00 | 53.6 | 6.2483 | 0.0062483 | 38447.5121 | 38.4475 | 38.4475 | 0 | 10.985 | 0 | 27.7921 | -27.7858 | 0 | 0 | 0
1999-11-29 | 23:00 | 51.8 | 0 | 0 | 0 | 0 | 0 | 0 | 0 | 0 | 0 | 0 | 0 | 0 | 0
1999-11-29 | 24:00 | 51.8 | 0 | 0 | 0 | 0 | 0 | 0 | 0 | 0 | 0 | 0 | 0 | 0 | 0
1999-11-30 | 1:00 | 50 | 0 | 0 | 0 | 0 | 0 | 0 | 0 | 0 | 0 | 0 | 0 | 0 | 0
1999-11-30 | 2:00 | 48.2 | 0 | 0 | 0 | 0 | 0 | 0 | 0 | 0 | 0 | 0 | 0 | 0 | 0
1999-11-30 | 3:00 | 44.6 | 0 | 0 | 0 | 0 | 0 | 0 | 0 | 0 | 0 | 0 | 0 | 0 | 0
1999-11-30 | 4:00 | 44.6 | 0 | 0 | 0 | 0 | 0 | 0 | 0 | 0 | 0 | 0 | 0 | 0 | 0
1999-11-30 | 5:00 | 46.4 | 0 | 0 | 0 | 0 | 0 | 0 | 0 | 0 | 0 | 0 | 0 | 0 | 0
1999-11-30 | 6:00 | 46.4 | 0 | 0 | 0 | 0 | 0 | 0 | 0 | 0 | 0 | 0 | 0 | 0 | 0
1999-11-30 | 7:00 | 46.4 | 1.9426 | 0.0019426 | 268509.9955 | 268.51 | 268.51 | 0 | 72.5703 | 0 | 183.6028 | -183.6008 | 0 | 0 | 0
1999-11-30 | 8:00 | 51.8 | 5.8173 | 0.0058173 | 103930.7802 | 103.9308 | 103.9308 | 0 | 29.6945 | 0 | 75.1271 | -75.1213 | 0 | 0 | 0
1999-11-30 | 9:00 | 55.4 | 8430.4749 | 8.4305 | 20861.8653 | 20.8619 | 20.8619 | 0 | 5.9605 | 0 | 15.0801 | -6.6497 | 0 | 0 | 0
1999-11-30 | 10:00 | 60.8 | 107637.4244 | 107.6374 | 6078.0549 | 6.0781 | 6.0781 | 0 | 1.7366 | 0 | 4.3936 | 103.2439 | 103.2439 | 0 | 0
1999-11-30 | 11:00 | 64.4 | 226023.7429 | 226.0237 | 5974.0052 | 5.974 | 5.974 | 0 | 1.7069 | 0 | 4.3184 | 221.7054 | 221.7054 | 0 | 0
1999-11-30 | 12:00 | 66.2 | 319214.3411 | 319.2143 | 3785.8918 | 3.7859 | 3.7859 | 0 | 1.0817 | 0 | 2.7367 | 316.4777 | 316.4777 | 0 | 0
1999-11-30 | 13:00 | 69.8 | 415873.2407 | 415.8732 | 3726.9469 | 3.7269 | 3.7269 | 0 | 1.0648 | 0 | 2.6941 | 413.1792 | 413.1792 | 0 | 0
1999-11-30 | 14:00 | 73.4 | 572942.8468 | 572.9428 | 2724.6018 | 2.7246 | 2.7246 | 0 | 0.77846 | 0 | 1.9695 | 570.9733 | 570.9733 | 0 | 0
1999-11-30 | 15:00 | 72.32 | 623099.6507 | 623.0997 | 2538.4266 | 2.5384 | 2.5384 | 0 | 0.72526 | 0 | 1.8349 | 621.2647 | 621.2647 | 0 | 0
1999-11-30 | 16:00 | 69.8 | 531340.8605 | 531.3409 | 2051.1131 | 2.0511 | 2.0511 | 0 | 0.58603 | 0 | 1.4827 | 529.8582 | 529.8582 | 0 | 0
1999-11-30 | 17:00 | 64.4 | 396877.3673 | 396.8774 | 766.8944 | 0.76689 | 0.76689 | 0 | 0.21911 | 0 | 0.55436 | 396.323 | 396.323 | 0 | 0
1999-11-30 | 18:00 | 60.8 | 193607.8199 | 193.6078 | 1584.715 | 1.5847 | 1.5847 | 0 | 0.45278 | 0 | 1.1455 | 192.4623 | 192.4623 | 0 | 0
1999-11-30 | 19:00 | 57.2 | 115274.3429 | 115.2743 | 2130.7618 | 2.1308 | 2.1308 | 0 | 0.60879 | 0 | 1.5402 | 113.7341 | 113.7341 | 0 | 0
1999-11-30 | 20:00 | 55.4 | 43193.5414 | 43.1935 | 9965.6738 | 9.9657 | 9.9657 | 0 | 2.8473 | 0 | 7.2038 | 35.9898 | 35.9898 | 0 | 0
1999-11-30 | 21:00 | 50 | 382.0268 | 0.38203 | 47298.6425 | 47.2986 | 47.2986 | 0 | 13.5139 | 0 | 34.1902 | -33.8081 | 0 | 0 | 0
1999-11-30 | 22:00 | 49.28 | 1.02 | 0.00102 | 87187.5989 | 87.1876 | 87.1876 | 0 | 24.9107 | 0 | 63.0242 | -63.0232 | 0 | 0 | 0
1999-11-30 | 23:00 | 48.38 | 0 | 0 | 0 | 0 | 0 | 0 | 0 | 0 | 0 | 0 | 0 | 0 | 0
1999-11-30 | 24:00 | 47.66 | 0 | 0 | 0 | 0 | 0 | 0 | 0 | 0 | 0 | 0 | 0 | 0 | 0
1998-12-01 | 1:00 | 46.94 | 0 | 0 | 0 | 0 | 0 | 0 | 0 | 0 | 0 | 0 | 0 | 0 | 0
1998-12-01 | 2:00 | 46.22 | 0 | 0 | 0 | 0 | 0 | 0 | 0 | 0 | 0 | 0 | 0 | 0 | 0
1998-12-01 | 3:00 | 45.32 | 0 | 0 | 0 | 0 | 0 | 0 | 0 | 0 | 0 | 0 | 0 | 0 | 0
1998-12-01 | 4:00 | 44.6 | 0 | 0 | 0 | 0 | 0 | 0 | 0 | 0 | 0 | 0 | 0 | 0 | 0
1998-12-01 | 5:00 | 42.8 | 0 | 0 | 0 | 0 | 0 | 0 | 0 | 0 | 0 | 0 | 0 | 0 | 0
1998-12-01 | 6:00 | 44.6 | 0 | 0 | 0 | 0 | 0 | 0 | 0 | 0 | 0 | 0 | 0 | 0 | 0
1998-12-01 | 7:00 | 44.6 | 1.2097 | 0.0012097 | 302978.2215 | 302.9782 | 302.9782 | 0 | 81.886 | 0 | 207.1716 | -207.1704 | 0 | 0 | 0
1998-12-01 | 8:00 | 48.2 | 8.8089 | 0.0088089 | 142365.1085 | 142.3651 | 142.3651 | 0 | 38.4771 | 0 | 97.347 | -97.3381 | 0 | 0 | 0
1998-12-01 | 9:00 | 53.6 | 355.2501 | 0.35525 | 101031.1488 | 101.0311 | 101.0311 | 0 | 28.866 | 0 | 73.0311 | -72.6758 | 0 | 0 | 0
1998-12-01 | 10:00 | 55.4 | 14490.5114 | 14.4905 | 7533.1495 | 7.5331 | 7.5331 | 0 | 2.1523 | 0 | 5.4454 | 9.0451 | 9.0451 | 0 | 0
1998-12-01 | 11:00 | 59 | 97246.1179 | 97.2461 | 5971.5062 | 5.9715 | 5.9715 | 0 | 1.7061 | 0 | 4.3165 | 92.9296 | 92.9296 | 0 | 0
1998-12-01 | 12:00 | 59 | 132229.1644 | 132.2292 | 5326.0498 | 5.326 | 5.326 | 0 | 1.5217 | 0 | 3.85 | 128.3792 | 128.3792 | 0 | 0
1998-12-01 | 13:00 | 59 | 116959.4435 | 116.9594 | 6156.9457 | 6.1569 | 6.1569 | 0 | 1.7591 | 0 | 4.4506 | 112.5089 | 112.5089 | 0 | 0
1998-12-01 | 14:00 | 60.8 | 162728.8491 | 162.7288 | 5637.9636 | 5.638 | 5.638 | 0 | 1.6108 | 0 | 4.0754 | 158.6534 | 158.6534 | 0 | 0
1998-12-01 | 15:00 | 59 | 171490.5861 | 171.4906 | 5554.4675 | 5.5545 | 5.5545 | 0 | 1.587 | 0 | 4.0151 | 167.4755 | 167.4755 | 0 | 0
1998-12-01 | 16:00 | 57.2 | 109243.0664 | 109.2431 | 4726.2188 | 4.7262 | 4.7262 | 0 | 1.3503 | 0 | 3.4164 | 105.8267 | 105.8267 | 0 | 0
1998-12-01 | 17:00 | 57.2 | 92066.7364 | 92.0667 | 2187.2828 | 2.1873 | 2.1873 | 0 | 0.62494 | 0 | 1.5811 | 90.4856 | 90.4856 | 0 | 0
1998-12-01 | 18:00 | 55.4 | 39853.4204 | 39.8534 | 8367.0873 | 8.3671 | 8.3671 | 0 | 2.3906 | 0 | 6.0482 | 33.8052 | 33.8052 | 0 | 0
1998-12-01 | 19:00 | 55.4 | 30916.5436 | 30.9165 | 7591.1652 | 7.5912 | 7.5912 | 0 | 2.1689 | 0 | 5.4873 | 25.4292 | 25.4292 | 0 | 0
1998-12-01 | 20:00 | 55.4 | 33424.0555 | 33.4241 | 15030.9865 | 15.031 | 15.031 | 0 | 4.2946 | 0 | 10.8653 | 22.5588 | 22.5588 | 0 | 0
1998-12-01 | 21:00 | 53.6 | 3863.2747 | 3.8633 | 27429.9735 | 27.43 | 27.43 | 0 | 7.8371 | 0 | 19.828 | -15.9647 | 0 | 0 | 0
1998-12-01 | 22:00 | 53.6 | 5.8966 | 0.0058966 | 46539.1345 | 46.5391 | 46.5391 | 0 | 13.2969 | 0 | 33.6411 | -33.6352 | 0 | 0 | 0
1998-12-01 | 23:00 | 53.6 | 0 | 0 | 0 | 0 | 0 | 0 | 0 | 0 | 0 | 0 | 0 | 0 | 0
1998-12-01 | 24:00 | 53.6 | 0 | 0 | 0 | 0 | 0 | 0 | 0 | 0 | 0 | 0 | 0 | 0 | 0
1998-12-02 | 1:00 | 53.6 | 0 | 0 | 0 | 0 | 0 | 0 | 0 | 0 | 0 | 0 | 0 | 0 | 0
1998-12-02 | 2:00 | 53.6 | 0 | 0 | 0 | 0 | 0 | 0 | 0 | 0 | 0 | 0 | 0 | 0 | 0
1998-12-02 | 3:00 | 53.6 | 0 | 0 | 0 | 0 | 0 | 0 | 0 | 0 | 0 | 0 | 0 | 0 | 0
1998-12-02 | 4:00 | 53.6 | 0 | 0 | 0 | 0 | 0 | 0 | 0 | 0 | 0 | 0 | 0 | 0 | 0
1998-12-02 | 5:00 | 51.8 | 0 | 0 | 0 | 0 | 0 | 0 | 0 | 0 | 0 | 0 | 0 | 0 | 0
1998-12-02 | 6:00 | 50 | 0 | 0 | 0 | 0 | 0 | 0 | 0 | 0 | 0 | 0 | 0 | 0 | 0
1998-12-02 | 7:00 | 50 | 3.9012 | 0.0039012 | 224394.3773 | 224.3944 | 224.3944 | 0 | 60.6471 | 0 | 153.4372 | -153.4333 | 0 | 0 | 0
1998-12-02 | 8:00 | 50 | 2.906 | 0.002906 | 157113.3016 | 157.1133 | 157.1133 | 0 | 42.4631 | 0 | 107.4315 | -107.4286 | 0 | 0 | 0
1998-12-02 | 9:00 | 51.8 | 1.0959 | 0.0010959 | 89247.2324 | 89.2472 | 89.2472 | 0 | 25.4992 | 0 | 64.513 | -64.5119 | 0 | 0 | 0
1998-12-02 | 10:00 | 55.4 | 5149.8058 | 5.1498 | 32630.1278 | 32.6301 | 32.6301 | 0 | 9.3229 | 0 | 23.5869 | -18.4371 | 0 | 0 | 0
1998-12-02 | 11:00 | 57.2 | 45948.7597 | 45.9488 | 22807.3404 | 22.8073 | 22.8073 | 0 | 6.5164 | 0 | 16.4864 | 29.4623 | 29.4623 | 0 | 0
1998-12-02 | 12:00 | 59 | 84285.1593 | 84.2852 | 23000.5624 | 23.0006 | 23.0006 | 0 | 6.5716 | 0 | 16.6261 | 67.659 | 67.659 | 0 | 0
1998-12-02 | 13:00 | 60.8 | 133626.5799 | 133.6266 | 24812.3909 | 24.8124 | 24.8124 | 0 | 7.0893 | 0 | 17.9358 | 115.6908 | 115.6908 | 0 | 0
1998-12-02 | 14:00 | 60.8 | 141733.2409 | 141.7332 | 20993.8537 | 20.9939 | 20.9939 | 0 | 5.9982 | 0 | 15.1756 | 126.5577 | 126.5577 | 0 | 0
1998-12-02 | 15:00 | 60.8 | 144866.2222 | 144.8662 | 10677.317 | 10.6773 | 10.6773 | 0 | 3.0507 | 0 | 7.7182 | 137.148 | 137.148 | 0 | 0
1998-12-02 | 16:00 | 60.8 | 142166.5629 | 142.1666 | 10113.9841 | 10.114 | 10.114 | 0 | 2.8897 | 0 | 7.311 | 134.8556 | 134.8556 | 0 | 0
1998-12-02 | 17:00 | 57.2 | 84199.0756 | 84.1991 | 32607.3482 | 32.6073 | 32.6073 | 0 | 9.3164 | 0 | 23.5705 | 60.6286 | 60.6286 | 0 | 0
1998-12-02 | 18:00 | 57.2 | 46609.581 | 46.6096 | 69316.3794 | 69.3164 | 69.3164 | 0 | 19.8047 | 0 | 50.1058 | -3.4963 | 0 | 0 | 0
1998-12-02 | 19:00 | 57.2 | 44875.1564 | 44.8752 | 10250.392 | 10.2504 | 10.2504 | 0 | 2.9287 | 0 | 7.4096 | 37.4656 | 37.4656 | 0 | 0
1998-12-02 | 20:00 | 53.6 | 13708.9173 | 13.7089 | 38666.6156 | 38.6666 | 38.6666 | 0 | 11.0476 | 0 | 27.9504 | -14.2415 | 0 | 0 | 0
1998-12-02 | 21:00 | 51.8 | 0 | 0 | 68162.91 | 68.1629 | 68.1629 | 0 | 19.4751 | 0 | 49.272 | -49.272 | 0 | 0 | 0
1998-12-02 | 22:00 | 51.8 | 0 | 0 | 83024.5984 | 83.0246 | 83.0246 | 0 | 23.7213 | 0 | 60.0149 | -60.0149 | 0 | 0 | 0
1998-12-02 | 23:00 | 53.6 | 0 | 0 | 0 | 0 | 0 | 0 | 0 | 0 | 0 | 0 | 0 | 0 | 0
1998-12-02 | 24:00 | 53.6 | 0 | 0 | 0 | 0 | 0 | 0 | 0 | 0 | 0 | 0 | 0 | 0 | 0
1998-12-03 | 1:00 | 53.6 | 0 | 0 | 0 | 0 | 0 | 0 | 0 | 0 | 0 | 0 | 0 | 0 | 0
1998-12-03 | 2:00 | 53.6 | 0 | 0 | 0 | 0 | 0 | 0 | 0 | 0 | 0 | 0 | 0 | 0 | 0
1998-12-03 | 3:00 | 53.6 | 0 | 0 | 0 | 0 | 0 | 0 | 0 | 0 | 0 | 0 | 0 | 0 | 0
1998-12-03 | 4:00 | 53.6 | 0 | 0 | 0 | 0 | 0 | 0 | 0 | 0 | 0 | 0 | 0 | 0 | 0
1998-12-03 | 5:00 | 53.6 | 0 | 0 | 0 | 0 | 0 | 0 | 0 | 0 | 0 | 0 | 0 | 0 | 0
1998-12-03 | 6:00 | 53.6 | 0 | 0 | 0 | 0 | 0 | 0 | 0 | 0 | 0 | 0 | 0 | 0 | 0
1998-12-03 | 7:00 | 55.4 | 5279.1537 | 5.2792 | 61279.4023 | 61.2794 | 61.2794 | 0 | 17.5084 | 0 | 44.2963 | -39.0171 | 0 | 0 | 0
1998-12-03 | 8:00 | 55.4 | 14611.4864 | 14.6115 | 57151.0925 | 57.1511 | 57.1511 | 0 | 16.3289 | 0 | 41.3121 | -26.7006 | 0 | 0 | 0
1998-12-03 | 9:00 | 55.4 | 14755.5976 | 14.7556 | 53413.9889 | 53.414 | 53.414 | 0 | 15.2611 | 0 | 38.6107 | -23.8551 | 0 | 0 | 0
1998-12-03 | 10:00 | 57.2 | 32933.8281 | 32.9338 | 52390.5474 | 52.3905 | 52.3905 | 0 | 14.9687 | 0 | 37.8709 | -4.9371 | 0 | 0 | 0
1998-12-03 | 11:00 | 58.1 | 57567.7281 | 57.5677 | 26051.8882 | 26.0519 | 26.0519 | 0 | 7.4434 | 0 | 18.8318 | 38.7359 | 38.7359 | 0 | 0
1998-12-03 | 12:00 | 57.2 | 54375.8577 | 54.3759 | 22994.3612 | 22.9944 | 22.9944 | 0 | 6.5698 | 0 | 16.6216 | 37.7542 | 37.7542 | 0 | 0
1998-12-03 | 13:00 | 59 | 65140.6905 | 65.1407 | 42655.9361 | 42.6559 | 42.6559 | 0 | 12.1874 | 0 | 30.8341 | 34.3065 | 34.3065 | 0 | 0
1998-12-03 | 14:00 | 59 | 78147.7245 | 78.1477 | 45360.3926 | 45.3604 | 45.3604 | 0 | 12.9601 | 0 | 32.7891 | 45.3586 | 45.3586 | 0 | 0
1998-12-03 | 15:00 | 59 | 78026.5524 | 78.0266 | 48028.0121 | 48.028 | 48.028 | 0 | 13.7223 | 0 | 34.7174 | 43.3092 | 43.3092 | 0 | 0
1998-12-03 | 16:00 | 59 | 78749.7021 | 78.7497 | 39379.9609 | 39.38 | 39.38 | 0 | 11.2514 | 0 | 28.4661 | 50.2836 | 50.2836 | 0 | 0
1998-12-03 | 17:00 | 57.2 | 61652.9905 | 61.653 | 49856.3451 | 49.8563 | 49.8563 | 0 | 14.2447 | 0 | 36.039 | 25.614 | 25.614 | 0 | 0
1998-12-03 | 18:00 | 57.2 | 46498.8659 | 46.4989 | 61119.6676 | 61.1197 | 61.1197 | 0 | 17.4628 | 0 | 44.1808 | 2.3181 | 2.3181 | 0 | 0
1998-12-03 | 19:00 | 55.4 | 28290.394 | 28.2904 | 67110.265 | 67.1103 | 67.1103 | 0 | 19.1744 | 0 | 48.5111 | -20.2207 | 0 | 0 | 0
1998-12-03 | 20:00 | 55.4 | 15385.8777 | 15.3859 | 74311.3104 | 74.3113 | 74.3113 | 0 | 21.2318 | 0 | 53.7165 | -38.3306 | 0 | 0 | 0
1998-12-03 | 21:00 | 55.4 | 15138.3291 | 15.1383 | 78126.433 | 78.1264 | 78.1264 | 0 | 22.3218 | 0 | 56.4743 | -41.3359 | 0 | 0 | 0
1998-12-03 | 22:00 | 55.4 | 15018.824 | 15.0188 | 79954.0661 | 79.9541 | 79.9541 | 0 | 22.844 | 0 | 57.7954 | -42.7765 | 0 | 0 | 0
1998-12-03 | 23:00 | 53.6 | 0 | 0 | 0 | 0 | 0 | 0 | 0 | 0 | 0 | 0 | 0 | 0 | 0
1998-12-03 | 24:00 | 53.6 | 0 | 0 | 0 | 0 | 0 | 0 | 0 | 0 | 0 | 0 | 0 | 0 | 0
1998-12-04 | 1:00 | 50 | 0 | 0 | 0 | 0 | 0 | 0 | 0 | 0 | 0 | 0 | 0 | 0 | 0
1998-12-04 | 2:00 | 48.2 | 0 | 0 | 0 | 0 | 0 | 0 | 0 | 0 | 0 | 0 | 0 | 0 | 0
1998-12-04 | 3:00 | 46.4 | 0 | 0 | 0 | 0 | 0 | 0 | 0 | 0 | 0 | 0 | 0 | 0 | 0
1998-12-04 | 4:00 | 42.8 | 0 | 0 | 0 | 0 | 0 | 0 | 0 | 0 | 0 | 0 | 0 | 0 | 0
1998-12-04 | 5:00 | 44.6 | 0 | 0 | 0 | 0 | 0 | 0 | 0 | 0 | 0 | 0 | 0 | 0 | 0
1998-12-04 | 6:00 | 41 | 0 | 0 | 0 | 0 | 0 | 0 | 0 | 0 | 0 | 0 | 0 | 0 | 0
1998-12-04 | 7:00 | 42.8 | 0 | 0 | 412945.7669 | 412.9458 | 412.9458 | 0 | 111.607 | 0 | 282.3656 | -282.3656 | 0 | 0 | 0
1998-12-04 | 8:00 | 46.4 | 7.7642 | 0.0077642 | 233844.3653 | 233.8444 | 233.8444 | 0 | 63.2012 | 0 | 159.899 | -159.8912 | 0 | 0 | 0
1998-12-04 | 9:00 | 50 | 8.1249 | 0.0081249 | 226404.8071 | 226.4048 | 226.4048 | 0 | 61.1905 | 0 | 154.8119 | -154.8038 | 0 | 0 | 0
1998-12-04 | 10:00 | 53.6 | 477.3086 | 0.47731 | 75898.9287 | 75.8989 | 75.8989 | 0 | 21.6854 | 0 | 54.8641 | -54.3868 | 0 | 0 | 0
1998-12-04 | 11:00 | 55.4 | 14508.6204 | 14.5086 | 14928.5423 | 14.9285 | 14.9285 | 0 | 4.2653 | 0 | 10.7912 | 3.7174 | 3.7174 | 0 | 0
1998-12-04 | 12:00 | 55.4 | 28508.6355 | 28.5086 | 11008.5235 | 11.0085 | 11.0085 | 0 | 3.1453 | 0 | 7.9576 | 20.551 | 20.551 | 0 | 0
1998-12-04 | 13:00 | 57.2 | 40266.3043 | 40.2663 | 10882.0833 | 10.8821 | 10.8821 | 0 | 3.1092 | 0 | 7.8662 | 32.4001 | 32.4001 | 0 | 0
1998-12-04 | 14:00 | 57.2 | 69522.8788 | 69.5229 | 9480.6657 | 9.4807 | 9.4807 | 0 | 2.7088 | 0 | 6.8532 | 62.6697 | 62.6697 | 0 | 0
1998-12-04 | 15:00 | 57.2 | 72439.8958 | 72.4399 | 6888.3533 | 6.8884 | 6.8884 | 0 | 1.9681 | 0 | 4.9793 | 67.4606 | 67.4606 | 0 | 0
1998-12-04 | 16:00 | 57.2 | 72382.1067 | 72.3821 | 5403.1548 | 5.4032 | 5.4032 | 0 | 1.5438 | 0 | 3.9057 | 68.4764 | 68.4764 | 0 | 0
1998-12-04 | 17:00 | 53.6 | 25335.3089 | 25.3353 | 3939.7514 | 3.9398 | 3.9398 | 0 | 1.1256 | 0 | 2.8479 | 22.4874 | 22.4874 | 0 | 0
1998-12-04 | 18:00 | 50 | 3.7741 | 0.0037741 | 43240.4264 | 43.2404 | 43.2404 | 0 | 12.3544 | 0 | 31.2567 | -31.2529 | 0 | 0 | 0
1998-12-04 | 19:00 | 50 | 6.7896 | 0.0067896 | 96886.7871 | 96.8868 | 96.8868 | 0 | 27.6819 | 0 | 70.0353 | -70.0285 | 0 | 0 | 0
1998-12-04 | 20:00 | 50 | 12.6123 | 0.012612 | 126944.3989 | 126.9444 | 126.9444 | 0 | 34.3093 | 0 | 86.8025 | -86.7899 | 0 | 0 | 0
1998-12-04 | 21:00 | 50 | 7.9606 | 0.0079606 | 76768.635 | 76.7686 | 76.7686 | 0 | 21.9339 | 0 | 55.4928 | -55.4848 | 0 | 0 | 0
1998-12-04 | 22:00 | 48.2 | 6.6903 | 0.0066903 | 114847.3668 | 114.8474 | 114.8474 | 0 | 32.8135 | 0 | 83.0182 | -83.0115 | 0 | 0 | 0
1998-12-04 | 23:00 | 44.6 | 0 | 0 | 0 | 0 | 0 | 0 | 0 | 0 | 0 | 0 | 0 | 0 | 0
1998-12-04 | 24:00 | 44.6 | 0 | 0 | 0 | 0 | 0 | 0 | 0 | 0 | 0 | 0 | 0 | 0 | 0
1998-12-05 | 1:00 | 44.6 | 0 | 0 | 0 | 0 | 0 | 0 | 0 | 0 | 0 | 0 | 0 | 0 | 0
1998-12-05 | 2:00 | 44.6 | 0 | 0 | 0 | 0 | 0 | 0 | 0 | 0 | 0 | 0 | 0 | 0 | 0
1998-12-05 | 3:00 | 44.6 | 0 | 0 | 0 | 0 | 0 | 0 | 0 | 0 | 0 | 0 | 0 | 0 | 0
1998-12-05 | 4:00 | 44.6 | 0 | 0 | 0 | 0 | 0 | 0 | 0 | 0 | 0 | 0 | 0 | 0 | 0
1998-12-05 | 5:00 | 44.6 | 0 | 0 | 0 | 0 | 0 | 0 | 0 | 0 | 0 | 0 | 0 | 0 | 0
1998-12-05 | 6:00 | 44.6 | 0 | 0 | 0 | 0 | 0 | 0 | 0 | 0 | 0 | 0 | 0 | 0 | 0
1998-12-05 | 7:00 | 44.6 | 3.177 | 0.003177 | 349401.4394 | 349.4014 | 349.4014 | 0 | 94.4328 | 0 | 238.915 | -238.9119 | 0 | 0 | 0
1998-12-05 | 8:00 | 44.6 | 1.8959 | 0.0018959 | 191502.3323 | 191.5023 | 191.5023 | 0 | 51.7574 | 0 | 130.9462 | -130.9443 | 0 | 0 | 0
1998-12-05 | 9:00 | 46.4 | 14.935 | 0.014935 | 345583.2593 | 345.5833 | 345.5833 | 0 | 93.4009 | 0 | 236.3042 | -236.2893 | 0 | 0 | 0
1998-12-05 | 10:00 | 50 | 16.6736 | 0.016674 | 221351.1953 | 221.3512 | 221.3512 | 0 | 59.8246 | 0 | 151.3564 | -151.3397 | 0 | 0 | 0
1998-12-05 | 11:00 | 53.6 | 425.6757 | 0.42568 | 65740.6169 | 65.7406 | 65.7406 | 0 | 18.783 | 0 | 47.5211 | -47.0954 | 0 | 0 | 0
1998-12-05 | 12:00 | 57.2 | 42062.4517 | 42.0625 | 9991.85 | 9.9919 | 9.9919 | 0 | 2.8548 | 0 | 7.2227 | 34.8398 | 34.8398 | 0 | 0
1998-12-05 | 13:00 | 57.2 | 77608.2779 | 77.6083 | 10069.9353 | 10.0699 | 10.0699 | 0 | 2.8771 | 0 | 7.2791 | 70.3292 | 70.3292 | 0 | 0
1998-12-05 | 14:00 | 57.2 | 81485.4222 | 81.4854 | 7484.7716 | 7.4848 | 7.4848 | 0 | 2.1385 | 0 | 5.4104 | 76.075 | 76.075 | 0 | 0
1998-12-05 | 15:00 | 57.2 | 82159.4096 | 82.1594 | 5935.0565 | 5.9351 | 5.9351 | 0 | 1.6957 | 0 | 4.2902 | 77.8692 | 77.8692 | 0 | 0
1998-12-05 | 16:00 | 55.4 | 52607.2897 | 52.6073 | 4818.53 | 4.8185 | 4.8185 | 0 | 1.3767 | 0 | 3.4831 | 49.1242 | 49.1242 | 0 | 0
1998-12-05 | 17:00 | 53.6 | 8263.9826 | 8.264 | 4227.4906 | 4.2275 | 4.2275 | 0 | 1.2079 | 0 | 3.0559 | 5.2081 | 5.2081 | 0 | 0
1998-12-05 | 18:00 | 48.2 | 8.5456 | 0.0085456 | 55228.0328 | 55.228 | 55.228 | 0 | 15.7794 | 0 | 39.922 | -39.9134 | 0 | 0 | 0
1998-12-05 | 19:00 | 44.6 | 7.2851 | 0.0072851 | 226874.6477 | 226.8746 | 226.8746 | 0 | 61.3175 | 0 | 155.1332 | -155.1259 | 0 | 0 | 0
1998-12-05 | 20:00 | 41 | 0 | 0 | 379462.8589 | 379.4629 | 379.4629 | 0 | 102.5575 | 0 | 259.4705 | -259.4705 | 0 | 0 | 0
1998-12-05 | 21:00 | 41 | 1.8344 | 0.0018344 | 312077.7593 | 312.0778 | 312.0778 | 0 | 84.3453 | 0 | 213.3937 | -213.3919 | 0 | 0 | 0
1998-12-05 | 22:00 | 39.2 | 2.3659 | 0.0023659 | 214736.0928 | 214.7361 | 0 | 214.7361 | 0 | 214.7361 | 0 | 0.0023659 | 0.0023659 | 39.2 | 0
1998-12-05 | 23:00 | 39.2 | 0 | 0 | 0 | 0 | 0 | 0 | 0 | 0 | 0 | 0 | 0 | 39.2 | 0
1998-12-05 | 24:00 | 37.4 | 0 | 0 | 0 | 0 | 0 | 0 | 0 | 0 | 0 | 0 | 0 | 37.4 | 0
1998-12-06 | 1:00 | 42.8 | 0 | 0 | 0 | 0 | 0 | 0 | 0 | 0 | 0 | 0 | 0 | 0 | 0
1998-12-06 | 2:00 | 42.8 | 0 | 0 | 0 | 0 | 0 | 0 | 0 | 0 | 0 | 0 | 0 | 0 | 0
1998-12-06 | 3:00 | 43.52 | 0 | 0 | 0 | 0 | 0 | 0 | 0 | 0 | 0 | 0 | 0 | 0 | 0
1998-12-06 | 4:00 | 44.6 | 0 | 0 | 0 | 0 | 0 | 0 | 0 | 0 | 0 | 0 | 0 | 0 | 0
1998-12-06 | 5:00 | 42.8 | 0 | 0 | 0 | 0 | 0 | 0 | 0 | 0 | 0 | 0 | 0 | 0 | 0
1998-12-06 | 6:00 | 41 | 0 | 0 | 0 | 0 | 0 | 0 | 0 | 0 | 0 | 0 | 0 | 0 | 0
1998-12-06 | 7:00 | 41 | 0 | 0 | 382971.26 | 382.9713 | 382.9713 | 0 | 103.5057 | 0 | 261.8695 | -261.8695 | 0 | 0 | 0
1998-12-06 | 8:00 | 42.8 | 1.0416 | 0.0010416 | 227704.343 | 227.7043 | 227.7043 | 0 | 61.5417 | 0 | 155.7005 | -155.6995 | 0 | 0 | 0
1998-12-06 | 9:00 | 44.6 | 1.0369 | 0.0010369 | 412052.4539 | 412.0525 | 412.0525 | 0 | 111.3655 | 0 | 281.7548 | -281.7537 | 0 | 0 | 0
1998-12-06 | 10:00 | 48.2 | 15.959 | 0.015959 | 298472.6342 | 298.4726 | 298.4726 | 0 | 80.6683 | 0 | 204.0907 | -204.0748 | 0 | 0 | 0
1998-12-06 | 11:00 | 51.8 | 13.6028 | 0.013603 | 141808.0339 | 141.808 | 141.808 | 0 | 38.3265 | 0 | 96.966 | -96.9524 | 0 | 0 | 0
1998-12-06 | 12:00 | 53.6 | 8.8984 | 0.0088984 | 28982.3585 | 28.9824 | 28.9824 | 0 | 8.2807 | 0 | 20.9501 | -20.9412 | 0 | 0 | 0
1998-12-06 | 13:00 | 55.4 | 14000.4746 | 14.0005 | 13545.4741 | 13.5455 | 13.5455 | 0 | 3.8701 | 0 | 9.7914 | 4.209 | 4.209 | 0 | 0
1998-12-06 | 14:00 | 55.4 | 33639.5155 | 33.6395 | 12214.0926 | 12.2141 | 12.2141 | 0 | 3.4897 | 0 | 8.829 | 24.8105 | 24.8105 | 0 | 0
1998-12-06 | 15:00 | 55.4 | 34185.4729 | 34.1855 | 9698.8588 | 9.6989 | 9.6989 | 0 | 2.7711 | 0 | 7.0109 | 27.1746 | 27.1746 | 0 | 0
1998-12-06 | 16:00 | 53.6 | 9195.7421 | 9.1957 | 9372.2624 | 9.3723 | 9.3723 | 0 | 2.6778 | 0 | 6.7748 | 2.4209 | 2.4209 | 0 | 0
1998-12-06 | 17:00 | 51.8 | 2.7288 | 0.0027288 | 39529.8648 | 39.5299 | 39.5299 | 0 | 11.2942 | 0 | 28.5744 | -28.5717 | 0 | 0 | 0
1998-12-06 | 18:00 | 46.4 | 11.2276 | 0.011228 | 81421.4096 | 81.4214 | 81.4214 | 0 | 23.2633 | 0 | 58.856 | -58.8448 | 0 | 0 | 0
1998-12-06 | 19:00 | 41 | 8.5956 | 0.0085956 | 322735.8748 | 322.7359 | 322.7359 | 0 | 87.2259 | 0 | 220.6816 | -220.673 | 0 | 0 | 0
1998-12-06 | 20:00 | 39.2 | 0 | 0 | 426572.5069 | 426.5725 | 0 | 426.5725 | 0 | 426.5725 | 0 | 0 | 0 | 39.2 | 426.5725
1998-12-06 | 21:00 | 39.2 | 2.3947 | 0.0023947 | 363473.281 | 363.4733 | 0 | 363.4733 | 0 | 363.4733 | 0 | 0.0023947 | 0.0023947 | 39.2 | 363.4733
1998-12-06 | 22:00 | 39.2 | 3.1571 | 0.0031571 | 225125.4935 | 225.1255 | 0 | 225.1255 | 0 | 225.1255 | 0 | 0.0031571 | 0.0031571 | 39.2 | 0
1998-12-06 | 23:00 | 41 | 0 | 0 | 0 | 0 | 0 | 0 | 0 | 0 | 0 | 0 | 0 | 0 | 0
1998-12-06 | 24:00 | 46.4 | 0 | 0 | 0 | 0 | 0 | 0 | 0 | 0 | 0 | 0 | 0 | 0 | 0
1998-12-07 | 1:00 | 46.4 | 0 | 0 | 0 | 0 | 0 | 0 | 0 | 0 | 0 | 0 | 0 | 0 | 0
1998-12-07 | 2:00 | 48.2 | 0 | 0 | 0 | 0 | 0 | 0 | 0 | 0 | 0 | 0 | 0 | 0 | 0
1998-12-07 | 3:00 | 48.2 | 0 | 0 | 0 | 0 | 0 | 0 | 0 | 0 | 0 | 0 | 0 | 0 | 0
1998-12-07 | 4:00 | 46.4 | 0 | 0 | 0 | 0 | 0 | 0 | 0 | 0 | 0 | 0 | 0 | 0 | 0
1998-12-07 | 5:00 | 42.8 | 0 | 0 | 0 | 0 | 0 | 0 | 0 | 0 | 0 | 0 | 0 | 0 | 0
1998-12-07 | 6:00 | 46.4 | 0 | 0 | 0 | 0 | 0 | 0 | 0 | 0 | 0 | 0 | 0 | 0 | 0
1998-12-07 | 7:00 | 42.8 | 1.332 | 0.001332 | 330043.3608 | 330.0434 | 330.0434 | 0 | 89.2009 | 0 | 225.6783 | -225.677 | 0 | 0 | 0
1998-12-07 | 8:00 | 48.2 | 5.8255 | 0.0058255 | 169009.4927 | 169.0095 | 169.0095 | 0 | 45.6782 | 0 | 115.566 | -115.5601 | 0 | 0 | 0
1998-12-07 | 9:00 | 51.8 | 7.4218 | 0.0074218 | 150369.156 | 150.3692 | 150.3692 | 0 | 40.6403 | 0 | 102.82 | -102.8126 | 0 | 0 | 0
1998-12-07 | 10:00 | 55.4 | 9180.3749 | 9.1804 | 26161.8313 | 26.1618 | 26.1618 | 0 | 7.4748 | 0 | 18.9113 | -9.7309 | 0 | 0 | 0
1998-12-07 | 11:00 | 57.2 | 62524.766 | 62.5248 | 12848.0657 | 12.8481 | 12.8481 | 0 | 3.6709 | 0 | 9.2873 | 53.2374 | 53.2374 | 0 | 0
1998-12-07 | 12:00 | 59 | 111392.8794 | 111.3929 | 10520.7425 | 10.5207 | 10.5207 | 0 | 3.0059 | 0 | 7.605 | 103.7879 | 103.7879 | 0 | 0
1998-12-07 | 13:00 | 59 | 128273.0039 | 128.273 | 10853.549 | 10.8535 | 10.8535 | 0 | 3.101 | 0 | 7.8456 | 120.4274 | 120.4274 | 0 | 0
1998-12-07 | 14:00 | 59 | 131593.1201 | 131.5931 | 8888.5569 | 8.8886 | 8.8886 | 0 | 2.5396 | 0 | 6.4252 | 125.168 | 125.168 | 0 | 0
1998-12-07 | 15:00 | 59 | 133185.6304 | 133.1856 | 6488.3778 | 6.4884 | 6.4884 | 0 | 1.8538 | 0 | 4.6902 | 128.4955 | 128.4955 | 0 | 0
1998-12-07 | 16:00 | 57.2 | 102527.7789 | 102.5278 | 5102.5204 | 5.1025 | 5.1025 | 0 | 1.4579 | 0 | 3.6884 | 98.8394 | 98.8394 | 0 | 0
1998-12-07 | 17:00 | 53.6 | 27640.8875 | 27.6409 | 3535.6531 | 3.5357 | 3.5357 | 0 | 1.0102 | 0 | 2.5558 | 25.0851 | 25.0851 | 0 | 0
1998-12-07 | 18:00 | 53.6 | 10.6814 | 0.010681 | 12097.2039 | 12.0972 | 12.0972 | 0 | 3.4563 | 0 | 8.7446 | -8.7339 | 0 | 0 | 0
1998-12-07 | 19:00 | 50 | 4.3433 | 0.0043433 | 57564.6265 | 57.5646 | 57.5646 | 0 | 16.447 | 0 | 41.611 | -41.6067 | 0 | 0 | 0
1998-12-07 | 20:00 | 46.4 | 5.1538 | 0.0051538 | 201046.7833 | 201.0468 | 201.0468 | 0 | 54.337 | 0 | 137.4725 | -137.4674 | 0 | 0 | 0
1998-12-07 | 21:00 | 42.8 | 3.8857 | 0.0038857 | 202393.7762 | 202.3938 | 202.3938 | 0 | 54.701 | 0 | 138.3936 | -138.3897 | 0 | 0 | 0
1998-12-07 | 22:00 | 37.4 | 2.7874 | 0.0027874 | 212907.0256 | 212.907 | 0 | 212.907 | 0 | 212.907 | 0 | 0.0027874 | 0.0027874 | 37.4 | 0
1998-12-07 | 23:00 | 39.2 | 0 | 0 | 0 | 0 | 0 | 0 | 0 | 0 | 0 | 0 | 0 | 39.2 | 0
1998-12-07 | 24:00 | 41 | 0 | 0 | 0 | 0 | 0 | 0 | 0 | 0 | 0 | 0 | 0 | 0 | 0
1998-12-08 | 1:00 | 37.4 | 0 | 0 | 0 | 0 | 0 | 0 | 0 | 0 | 0 | 0 | 0 | 37.4 | 0
1998-12-08 | 2:00 | 35.6 | 0 | 0 | 0 | 0 | 0 | 0 | 0 | 0 | 0 | 0 | 0 | 35.6 | 0
1998-12-08 | 3:00 | 35.6 | 0 | 0 | 0 | 0 | 0 | 0 | 0 | 0 | 0 | 0 | 0 | 35.6 | 0
1998-12-08 | 4:00 | 35.6 | 0 | 0 | 0 | 0 | 0 | 0 | 0 | 0 | 0 | 0 | 0 | 35.6 | 0
1998-12-08 | 5:00 | 37.4 | 0 | 0 | 0 | 0 | 0 | 0 | 0 | 0 | 0 | 0 | 0 | 37.4 | 0
1998-12-08 | 6:00 | 32 | 0 | 0 | 0 | 0 | 0 | 0 | 0 | 0 | 0 | 0 | 0 | 32 | 0
1998-12-08 | 7:00 | 33.8 | 0 | 0 | 434199.5235 | 434.1995 | 0 | 434.1995 | 0 | 434.1995 | 0 | 0 | 0 | 33.8 | 434.1995
1998-12-08 | 8:00 | 39.2 | 2.334 | 0.002334 | 295803.6413 | 295.8036 | 0 | 295.8036 | 0 | 295.8036 | 0 | 0.002334 | 0.002334 | 39.2 | 0
1998-12-08 | 9:00 | 46.4 | 8.9657 | 0.0089657 | 409285.3555 | 409.2854 | 409.2854 | 0 | 110.6177 | 0 | 279.8627 | -279.8537 | 0 | 0 | 0
1998-12-08 | 10:00 | 53.6 | 443.3035 | 0.4433 | 131070.7315 | 131.0707 | 131.0707 | 0 | 35.4245 | 0 | 89.624 | -89.1807 | 0 | 0 | 0
1998-12-08 | 11:00 | 57.2 | 44051.1306 | 44.0511 | 14853.6914 | 14.8537 | 14.8537 | 0 | 4.2439 | 0 | 10.7371 | 33.314 | 33.314 | 0 | 0
1998-12-08 | 12:00 | 60.8 | 138358.8804 | 138.3589 | 11256.2895 | 11.2563 | 11.2563 | 0 | 3.2161 | 0 | 8.1367 | 130.2222 | 130.2222 | 0 | 0
1998-12-08 | 13:00 | 60.8 | 177610.1565 | 177.6102 | 11332.3024 | 11.3323 | 11.3323 | 0 | 3.2378 | 0 | 8.1916 | 169.4185 | 169.4185 | 0 | 0
1998-12-08 | 14:00 | 62.6 | 208922.3672 | 208.9224 | 9975.9619 | 9.976 | 9.976 | 0 | 2.8503 | 0 | 7.2112 | 201.7112 | 201.7112 | 0 | 0
1998-12-08 | 15:00 | 62.6 | 235154.9751 | 235.155 | 8367.6738 | 8.3677 | 8.3677 | 0 | 2.3908 | 0 | 6.0486 | 229.1063 | 229.1063 | 0 | 0
1998-12-08 | 16:00 | 62.6 | 229157.4037 | 229.1574 | 5522.4428 | 5.5224 | 5.5224 | 0 | 1.5778 | 0 | 3.9919 | 225.1655 | 225.1655 | 0 | 0
1998-12-08 | 17:00 | 57.2 | 139448.1152 | 139.4481 | 2016.4171 | 2.0164 | 2.0164 | 0 | 0.57612 | 0 | 1.4576 | 137.9905 | 137.9905 | 0 | 0
1998-12-08 | 18:00 | 55.4 | 40682.3828 | 40.6824 | 3098.984 | 3.099 | 3.099 | 0 | 0.88542 | 0 | 2.2401 | 38.4423 | 38.4423 | 0 | 0
1998-12-08 | 19:00 | 50 | 689.2084 | 0.68921 | 42513.4551 | 42.5135 | 42.5135 | 0 | 12.1467 | 0 | 30.7312 | -30.0419 | 0 | 0 | 0
1998-12-08 | 20:00 | 48.2 | 4.6609 | 0.0046609 | 156399.7073 | 156.3997 | 156.3997 | 0 | 42.2702 | 0 | 106.9436 | -106.9389 | 0 | 0 | 0
1998-12-08 | 21:00 | 42.8 | 3.8348 | 0.0038348 | 181239.7621 | 181.2398 | 181.2398 | 0 | 48.9837 | 0 | 123.9288 | -123.925 | 0 | 0 | 0
1998-12-08 | 22:00 | 42.8 | 1.0102 | 0.0010102 | 173789.9057 | 173.7899 | 173.7899 | 0 | 46.9702 | 0 | 118.8347 | -118.8337 | 0 | 0 | 0
1998-12-08 | 23:00 | 37.4 | 0 | 0 | 0 | 0 | 0 | 0 | 0 | 0 | 0 | 0 | 0 | 37.4 | 0
1998-12-08 | 24:00 | 46.4 | 0 | 0 | 0 | 0 | 0 | 0 | 0 | 0 | 0 | 0 | 0 | 0 | 0
1998-12-09 | 1:00 | 55.4 | 0 | 0 | 0 | 0 | 0 | 0 | 0 | 0 | 0 | 0 | 0 | 0 | 0
1998-12-09 | 2:00 | 55.4 | 0 | 0 | 0 | 0 | 0 | 0 | 0 | 0 | 0 | 0 | 0 | 0 | 0
1998-12-09 | 3:00 | 53.6 | 0 | 0 | 0 | 0 | 0 | 0 | 0 | 0 | 0 | 0 | 0 | 0 | 0
1998-12-09 | 4:00 | 53.6 | 0 | 0 | 0 | 0 | 0 | 0 | 0 | 0 | 0 | 0 | 0 | 0 | 0
1998-12-09 | 5:00 | 53.6 | 0 | 0 | 0 | 0 | 0 | 0 | 0 | 0 | 0 | 0 | 0 | 0 | 0
1998-12-09 | 6:00 | 51.8 | 0 | 0 | 0 | 0 | 0 | 0 | 0 | 0 | 0 | 0 | 0 | 0 | 0
1998-12-09 | 7:00 | 50.9 | 4.6068 | 0.0046068 | 209910.014 | 209.91 | 209.91 | 0 | 56.7324 | 0 | 143.5331 | -143.5285 | 0 | 0 | 0
1998-12-09 | 8:00 | 53.6 | 1.8756 | 0.0018756 | 123628.9164 | 123.6289 | 123.6289 | 0 | 35.3225 | 0 | 89.366 | -89.3642 | 0 | 0 | 0
1998-12-09 | 9:00 | 55.4 | 7798.4943 | 7.7985 | 57942.8402 | 57.9428 | 57.9428 | 0 | 16.5551 | 0 | 41.8844 | -34.0859 | 0 | 0 | 0
1998-12-09 | 10:00 | 57.2 | 46289.583 | 46.2896 | 28938.879 | 28.9389 | 28.9389 | 0 | 8.2683 | 0 | 20.9187 | 25.3709 | 25.3709 | 0 | 0
1998-12-09 | 11:00 | 59 | 89293.0539 | 89.2931 | 26601.6498 | 26.6016 | 26.6016 | 0 | 7.6005 | 0 | 19.2292 | 70.0639 | 70.0639 | 0 | 0
1998-12-09 | 12:00 | 60.8 | 134287.7126 | 134.2877 | 28674.0969 | 28.6741 | 28.6741 | 0 | 8.1926 | 0 | 20.7273 | 113.5604 | 113.5604 | 0 | 0
1998-12-09 | 13:00 | 62.6 | 175957.5199 | 175.9575 | 31680.6062 | 31.6806 | 31.6806 | 0 | 9.0516 | 0 | 22.9006 | 153.057 | 153.057 | 0 | 0
1998-12-09 | 14:00 | 62.6 | 193933.4544 | 193.9335 | 20900.6621 | 20.9007 | 20.9007 | 0 | 5.9716 | 0 | 15.1082 | 178.8253 | 178.8253 | 0 | 0
1998-12-09 | 15:00 | 62.6 | 184406.7034 | 184.4067 | 13340.1721 | 13.3402 | 13.3402 | 0 | 3.8115 | 0 | 9.643 | 174.7637 | 174.7637 | 0 | 0
1998-12-09 | 16:00 | 60.8 | 152218.1539 | 152.2182 | 12208.3591 | 12.2084 | 12.2084 | 0 | 3.4881 | 0 | 8.8249 | 143.3933 | 143.3933 | 0 | 0
1998-12-09 | 17:00 | 57.2 | 83037.2326 | 83.0372 | 24422.7217 | 24.4227 | 24.4227 | 0 | 6.9779 | 0 | 17.6541 | 65.3831 | 65.3831 | 0 | 0
1998-12-09 | 18:00 | 57.2 | 47264.6777 | 47.2647 | 64269.6689 | 64.2697 | 64.2697 | 0 | 18.3628 | 0 | 46.4578 | 0.80689 | 0.80689 | 0 | 0
1998-12-09 | 19:00 | 57.2 | 44512.7979 | 44.5128 | 9521.922 | 9.5219 | 9.5219 | 0 | 2.7205 | 0 | 6.883 | 37.6298 | 37.6298 | 0 | 0
1998-12-09 | 20:00 | 57.2 | 44308.1362 | 44.3081 | 35688.133 | 35.6881 | 35.6881 | 0 | 10.1966 | 0 | 25.7974 | 18.5107 | 18.5107 | 0 | 0
1998-12-09 | 21:00 | 57.2 | 44269.1074 | 44.2691 | 45219.3766 | 45.2194 | 45.2194 | 0 | 12.9198 | 0 | 32.6871 | 11.582 | 11.582 | 0 | 0
1998-12-09 | 22:00 | 57.2 | 44259.5902 | 44.2596 | 50848.5302 | 50.8485 | 50.8485 | 0 | 14.5282 | 0 | 36.7562 | 7.5034 | 7.5034 | 0 | 0
1998-12-09 | 23:00 | 57.2 | 0 | 0 | 0 | 0 | 0 | 0 | 0 | 0 | 0 | 0 | 0 | 0 | 0
1998-12-09 | 24:00 | 55.4 | 0 | 0 | 0 | 0 | 0 | 0 | 0 | 0 | 0 | 0 | 0 | 0 | 0
1998-12-10 | 1:00 | 55.4 | 0 | 0 | 0 | 0 | 0 | 0 | 0 | 0 | 0 | 0 | 0 | 0 | 0
1998-12-10 | 2:00 | 55.4 | 0 | 0 | 0 | 0 | 0 | 0 | 0 | 0 | 0 | 0 | 0 | 0 | 0
1998-12-10 | 3:00 | 55.4 | 0 | 0 | 0 | 0 | 0 | 0 | 0 | 0 | 0 | 0 | 0 | 0 | 0
1998-12-10 | 4:00 | 55.4 | 0 | 0 | 0 | 0 | 0 | 0 | 0 | 0 | 0 | 0 | 0 | 0 | 0
1998-12-10 | 5:00 | 55.4 | 0 | 0 | 0 | 0 | 0 | 0 | 0 | 0 | 0 | 0 | 0 | 0 | 0
1998-12-10 | 6:00 | 55.4 | 0 | 0 | 0 | 0 | 0 | 0 | 0 | 0 | 0 | 0 | 0 | 0 | 0
1998-12-10 | 7:00 | 55.4 | 17934.9046 | 17.9349 | 62895.0479 | 62.895 | 62.895 | 0 | 17.97 | 0 | 45.4641 | -27.5292 | 0 | 0 | 0
1998-12-10 | 8:00 | 57.2 | 32348.286 | 32.3483 | 49483.6928 | 49.4837 | 49.4837 | 0 | 14.1382 | 0 | 35.7696 | -3.4214 | 0 | 0 | 0
1998-12-10 | 9:00 | 60.8 | 76276.3173 | 76.2763 | 44829.315 | 44.8293 | 44.8293 | 0 | 12.8084 | 0 | 32.4052 | 43.8711 | 43.8711 | 0 | 0
1998-12-10 | 10:00 | 62.6 | 127837.229 | 127.8372 | 42912.9209 | 42.9129 | 42.9129 | 0 | 12.2608 | 0 | 31.0199 | 96.8173 | 96.8173 | 0 | 0
1998-12-10 | 11:00 | 64.4 | 164355.4848 | 164.3555 | 20908.6924 | 20.9087 | 20.9087 | 0 | 5.9739 | 0 | 15.114 | 149.2415 | 149.2415 | 0 | 0
1998-12-10 | 12:00 | 66.2 | 200683.1362 | 200.6831 | 19484.545 | 19.4845 | 19.4845 | 0 | 5.567 | 0 | 14.0845 | 186.5986 | 186.5986 | 0 | 0
1998-12-10 | 13:00 | 68 | 234428.5184 | 234.4285 | 37587.3804 | 37.5874 | 37.5874 | 0 | 10.7393 | 0 | 27.1703 | 207.2582 | 207.2582 | 0 | 0
1998-12-10 | 14:00 | 66.2 | 225850.1011 | 225.8501 | 29929.9217 | 29.9299 | 29.9299 | 0 | 8.5514 | 0 | 21.6351 | 204.215 | 204.215 | 0 | 0
1998-12-10 | 15:00 | 66.2 | 203044.7903 | 203.0448 | 20384.5938 | 20.3846 | 20.3846 | 0 | 5.8242 | 0 | 14.7351 | 188.3096 | 188.3096 | 0 | 0
1998-12-10 | 16:00 | 64.4 | 182566.3254 | 182.5663 | 19959.3531 | 19.9594 | 19.9594 | 0 | 5.7027 | 0 | 14.4278 | 168.1386 | 168.1386 | 0 | 0
1998-12-10 | 17:00 | 62.6 | 150691.1259 | 150.6911 | 32789.1455 | 32.7891 | 32.7891 | 0 | 9.3683 | 0 | 23.7019 | 126.9893 | 126.9893 | 0 | 0
1998-12-10 | 18:00 | 60.8 | 117129.2383 | 117.1292 | 41579.4391 | 41.5794 | 41.5794 | 0 | 11.8798 | 0 | 30.056 | 87.0732 | 87.0732 | 0 | 0
1998-12-10 | 19:00 | 55.4 | 55414.8294 | 55.4148 | 47735.5717 | 47.7356 | 47.7356 | 0 | 13.6387 | 0 | 34.506 | 20.9088 | 20.9088 | 0 | 0
1998-12-10 | 20:00 | 53.6 | 3049.6296 | 3.0496 | 59748.4892 | 59.7485 | 59.7485 | 0 | 17.071 | 0 | 43.1896 | -40.14 | 0 | 0 | 0
1998-12-10 | 21:00 | 48.2 | 0 | 0 | 112349.4614 | 112.3495 | 112.3495 | 0 | 32.0998 | 0 | 81.2126 | -81.2126 | 0 | 0 | 0
1998-12-10 | 22:00 | 44.6 | 0 | 0 | 174486.4572 | 174.4865 | 174.4865 | 0 | 47.1585 | 0 | 119.311 | -119.311 | 0 | 0 | 0
1998-12-10 | 23:00 | 42.8 | 0 | 0 | 0 | 0 | 0 | 0 | 0 | 0 | 0 | 0 | 0 | 0 | 0
1998-12-10 | 24:00 | 44.6 | 0 | 0 | 0 | 0 | 0 | 0 | 0 | 0 | 0 | 0 | 0 | 0 | 0
1998-12-11 | 1:00 | 41 | 0 | 0 | 0 | 0 | 0 | 0 | 0 | 0 | 0 | 0 | 0 | 0 | 0
1998-12-11 | 2:00 | 42.8 | 0 | 0 | 0 | 0 | 0 | 0 | 0 | 0 | 0 | 0 | 0 | 0 | 0
1998-12-11 | 3:00 | 42.8 | 0 | 0 | 0 | 0 | 0 | 0 | 0 | 0 | 0 | 0 | 0 | 0 | 0
1998-12-11 | 4:00 | 37.4 | 0 | 0 | 0 | 0 | 0 | 0 | 0 | 0 | 0 | 0 | 0 | 37.4 | 0
1998-12-11 | 5:00 | 37.4 | 0 | 0 | 0 | 0 | 0 | 0 | 0 | 0 | 0 | 0 | 0 | 37.4 | 0
1998-12-11 | 6:00 | 35.6 | 0 | 0 | 0 | 0 | 0 | 0 | 0 | 0 | 0 | 0 | 0 | 35.6 | 0
1998-12-11 | 7:00 | 37.4 | 0 | 0 | 427644.2011 | 427.6442 | 0 | 427.6442 | 0 | 427.6442 | 0 | 0 | 0 | 37.4 | 427.6442
1998-12-11 | 8:00 | 42.8 | 1.7477 | 0.0017477 | 286524.6234 | 286.5246 | 286.5246 | 0 | 77.4391 | 0 | 195.9209 | -195.9191 | 0 | 0 | 0
1998-12-11 | 9:00 | 52.16 | 14.7175 | 0.014717 | 233180.5288 | 233.1805 | 233.1805 | 0 | 63.0218 | 0 | 159.4451 | -159.4303 | 0 | 0 | 0
1998-12-11 | 10:00 | 60.8 | 82329.2712 | 82.3293 | 19469.2972 | 19.4693 | 19.4693 | 0 | 5.5627 | 0 | 14.0735 | 68.2558 | 68.2558 | 0 | 0
1998-12-11 | 11:00 | 64.4 | 238827.7495 | 238.8277 | 15807.2601 | 15.8073 | 15.8073 | 0 | 4.5164 | 0 | 11.4264 | 227.4014 | 227.4014 | 0 | 0
1998-12-11 | 12:00 | 66.2 | 312301.2776 | 312.3013 | 11966.7619 | 11.9668 | 11.9668 | 0 | 3.4191 | 0 | 8.6503 | 303.651 | 303.651 | 0 | 0
1998-12-11 | 13:00 | 68 | 351510.0323 | 351.51 | 11408.6845 | 11.4087 | 11.4087 | 0 | 3.2596 | 0 | 8.2468 | 343.2632 | 343.2632 | 0 | 0
1998-12-11 | 14:00 | 69.8 | 417015.7809 | 417.0158 | 9746.6127 | 9.7466 | 9.7466 | 0 | 2.7847 | 0 | 7.0454 | 409.9704 | 409.9704 | 0 | 0
1998-12-11 | 15:00 | 69.8 | 457220.9829 | 457.221 | 7425.4065 | 7.4254 | 7.4254 | 0 | 2.1215 | 0 | 5.3675 | 451.8535 | 451.8535 | 0 | 0
1998-12-11 | 16:00 | 66.2 | 371089.0803 | 371.0891 | 4821.3359 | 4.8213 | 4.8213 | 0 | 1.3775 | 0 | 3.4851 | 367.6039 | 367.6039 | 0 | 0
1998-12-11 | 17:00 | 57.2 | 177177.7242 | 177.1777 | 1811.3083 | 1.8113 | 1.8113 | 0 | 0.51752 | 0 | 1.3093 | 175.8684 | 175.8684 | 0 | 0
1998-12-11 | 18:00 | 51.8 | 13077.3496 | 13.0773 | 12769.6125 | 12.7696 | 12.7696 | 0 | 3.6485 | 0 | 9.2306 | 3.8467 | 3.8467 | 0 | 0
1998-12-11 | 19:00 | 50 | 7.8701 | 0.0078701 | 72699.6048 | 72.6996 | 72.6996 | 0 | 20.7713 | 0 | 52.5514 | -52.5436 | 0 | 0 | 0
1998-12-11 | 20:00 | 46.4 | 6.2209 | 0.0062209 | 192835.0957 | 192.8351 | 192.8351 | 0 | 52.1176 | 0 | 131.8575 | -131.8513 | 0 | 0 | 0
1998-12-11 | 21:00 | 46.4 | 4.4214 | 0.0044214 | 142109.1516 | 142.1092 | 142.1092 | 0 | 38.4079 | 0 | 97.1719 | -97.1675 | 0 | 0 | 0
1998-12-11 | 22:00 | 46.4 | 5.2515 | 0.0052515 | 133601.1147 | 133.6011 | 133.6011 | 0 | 36.1084 | 0 | 91.3543 | -91.349 | 0 | 0 | 0
1998-12-11 | 23:00 | 46.4 | 0 | 0 | 0 | 0 | 0 | 0 | 0 | 0 | 0 | 0 | 0 | 0 | 0
1998-12-11 | 24:00 | 42.8 | 0 | 0 | 0 | 0 | 0 | 0 | 0 | 0 | 0 | 0 | 0 | 0 | 0
1998-12-12 | 1:00 | 42.8 | 0 | 0 | 0 | 0 | 0 | 0 | 0 | 0 | 0 | 0 | 0 | 0 | 0
1998-12-12 | 2:00 | 39.2 | 0 | 0 | 0 | 0 | 0 | 0 | 0 | 0 | 0 | 0 | 0 | 39.2 | 0
1998-12-12 | 3:00 | 42.8 | 0 | 0 | 0 | 0 | 0 | 0 | 0 | 0 | 0 | 0 | 0 | 0 | 0
1998-12-12 | 4:00 | 37.4 | 0 | 0 | 0 | 0 | 0 | 0 | 0 | 0 | 0 | 0 | 0 | 37.4 | 0
1998-12-12 | 5:00 | 35.6 | 0 | 0 | 0 | 0 | 0 | 0 | 0 | 0 | 0 | 0 | 0 | 35.6 | 0
1998-12-12 | 6:00 | 33.8 | 0 | 0 | 0 | 0 | 0 | 0 | 0 | 0 | 0 | 0 | 0 | 33.8 | 0
1998-12-12 | 7:00 | 39.2 | 0 | 0 | 416504.1759 | 416.5042 | 0 | 416.5042 | 0 | 416.5042 | 0 | 0 | 0 | 39.2 | 416.5042
1998-12-12 | 8:00 | 46.4 | 2.3968 | 0.0023968 | 218735.2644 | 218.7353 | 218.7353 | 0 | 59.1176 | 0 | 149.5676 | -149.5652 | 0 | 0 | 0
1998-12-12 | 9:00 | 57.2 | 19692.5414 | 19.6925 | 89874.8162 | 89.8748 | 89.8748 | 0 | 25.6785 | 0 | 64.9667 | -45.2741 | 0 | 0 | 0
1998-12-12 | 10:00 | 68 | 253451.0842 | 253.4511 | 13818.3818 | 13.8184 | 13.8184 | 0 | 3.9481 | 0 | 9.9887 | 243.4624 | 243.4624 | 0 | 0
1998-12-12 | 11:00 | 75.2 | 571548.2096 | 571.5482 | 10889.0033 | 10.889 | 10.889 | 0 | 3.1111 | 0 | 7.8712 | 563.677 | 563.677 | 0 | 0
1998-12-12 | 12:00 | 78.8 | 743075.8267 | 743.0758 | 8525.7495 | 8.5257 | 8.5257 | 0 | 2.4359 | 0 | 6.1629 | 736.9129 | 736.9129 | 0 | 0
1998-12-12 | 13:00 | 78.8 | 765168.6137 | 765.1686 | 8143.9999 | 8.144 | 8.144 | 0 | 2.3269 | 0 | 5.8869 | 759.2817 | 759.2817 | 0 | 0
1998-12-12 | 14:00 | 80.6 | 842411.3774 | 842.4114 | 5058.2047 | 5.0582 | 5.0582 | 0 | 1.4452 | 0 | 3.6564 | 838.755 | 838.755 | 0 | 0
1998-12-12 | 15:00 | 78.8 | 878395.9379 | 878.3959 | 2971.5706 | 2.9716 | 2.9716 | 0 | 0.84902 | 0 | 2.148 | 876.2479 | 876.2479 | 0 | 0
1998-12-12 | 16:00 | 75.2 | 756565.1104 | 756.5651 | 1926.0699 | 1.9261 | 1.9261 | 0 | 0.55031 | 0 | 1.3923 | 755.1728 | 755.1728 | 0 | 0
1998-12-12 | 17:00 | 69.8 | 528022.3404 | 528.0223 | 904.5365 | 0.90454 | 0.90454 | 0 | 0.25844 | 0 | 0.65385 | 527.3685 | 527.3685 | 0 | 0
1998-12-12 | 18:00 | 64.4 | 264348.0027 | 264.348 | 2059.5689 | 2.0596 | 2.0596 | 0 | 0.58845 | 0 | 1.4888 | 262.8592 | 262.8592 | 0 | 0
1998-12-12 | 19:00 | 62.6 | 200965.0713 | 200.9651 | 2360.3586 | 2.3604 | 2.3604 | 0 | 0.67439 | 0 | 1.7062 | 199.2589 | 199.2589 | 0 | 0
1998-12-12 | 20:00 | 60.8 | 163100.8103 | 163.1008 | 7456.3957 | 7.4564 | 7.4564 | 0 | 2.1304 | 0 | 5.3899 | 157.7109 | 157.7109 | 0 | 0
1998-12-12 | 21:00 | 55.4 | 70895.7033 | 70.8957 | 17805.0119 | 17.805 | 17.805 | 0 | 5.0871 | 0 | 12.8705 | 58.0252 | 58.0252 | 0 | 0
1998-12-12 | 22:00 | 55.4 | 18818.3148 | 18.8183 | 34049.0491 | 34.049 | 34.049 | 0 | 9.7283 | 0 | 24.6126 | -5.7943 | 0 | 0 | 0
1998-12-12 | 23:00 | 50 | 0 | 0 | 0 | 0 | 0 | 0 | 0 | 0 | 0 | 0 | 0 | 0 | 0
1998-12-12 | 24:00 | 48.2 | 0 | 0 | 0 | 0 | 0 | 0 | 0 | 0 | 0 | 0 | 0 | 0 | 0
1998-12-13 | 1:00 | 48.2 | 0 | 0 | 0 | 0 | 0 | 0 | 0 | 0 | 0 | 0 | 0 | 0 | 0
1998-12-13 | 2:00 | 44.6 | 0 | 0 | 0 | 0 | 0 | 0 | 0 | 0 | 0 | 0 | 0 | 0 | 0
1998-12-13 | 3:00 | 42.8 | 0 | 0 | 0 | 0 | 0 | 0 | 0 | 0 | 0 | 0 | 0 | 0 | 0
1998-12-13 | 4:00 | 46.4 | 0 | 0 | 0 | 0 | 0 | 0 | 0 | 0 | 0 | 0 | 0 | 0 | 0
1998-12-13 | 5:00 | 48.2 | 0 | 0 | 0 | 0 | 0 | 0 | 0 | 0 | 0 | 0 | 0 | 0 | 0
1998-12-13 | 6:00 | 44.6 | 0 | 0 | 0 | 0 | 0 | 0 | 0 | 0 | 0 | 0 | 0 | 0 | 0
1998-12-13 | 7:00 | 41 | 1.471 | 0.001471 | 350791.7456 | 350.7917 | 350.7917 | 0 | 94.8086 | 0 | 239.8657 | -239.8642 | 0 | 0 | 0
1998-12-13 | 8:00 | 48.2 | 6.2251 | 0.0062251 | 171050.045 | 171.05 | 171.05 | 0 | 46.2297 | 0 | 116.9612 | -116.955 | 0 | 0 | 0
1998-12-13 | 9:00 | 57.2 | 20819.9691 | 20.82 | 59414.9755 | 59.415 | 59.415 | 0 | 16.9757 | 0 | 42.9485 | -22.1286 | 0 | 0 | 0
1998-12-13 | 10:00 | 69.8 | 305293.6974 | 305.2937 | 9402.259 | 9.4023 | 9.4023 | 0 | 2.6864 | 0 | 6.7965 | 298.4972 | 298.4972 | 0 | 0
1998-12-13 | 11:00 | 78.8 | 707127.7318 | 707.1277 | 6259.3764 | 6.2594 | 6.2594 | 0 | 1.7884 | 0 | 4.5246 | 702.6031 | 702.6031 | 0 | 0
1998-12-13 | 12:00 | 80.6 | 856612.347 | 856.6123 | 4478.9018 | 4.4789 | 4.4789 | 0 | 1.2797 | 0 | 3.2376 | 853.3747 | 853.3747 | 0 | 0
1998-12-13 | 13:00 | 80.6 | 836952.6455 | 836.9526 | 4096.1467 | 4.0961 | 4.0961 | 0 | 1.1703 | 0 | 2.9609 | 833.9917 | 833.9917 | 0 | 0
1998-12-13 | 14:00 | 80.6 | 879748.8879 | 879.7489 | 2278.7618 | 2.2788 | 2.2788 | 0 | 0.65107 | 0 | 1.6472 | 878.1017 | 878.1017 | 0 | 0
1998-12-13 | 15:00 | 78.8 | 902237.1916 | 902.2372 | 1673.9238 | 1.6739 | 1.6739 | 0 | 0.47826 | 0 | 1.21 | 901.0272 | 901.0272 | 0 | 0
1998-12-13 | 16:00 | 75.2 | 783754.145 | 783.7541 | 1372.2202 | 1.3722 | 1.3722 | 0 | 0.39206 | 0 | 0.99192 | 782.7622 | 782.7622 | 0 | 0
1998-12-13 | 17:00 | 69.8 | 558450.5732 | 558.4506 | 671.7991 | 0.6718 | 0.6718 | 0 | 0.19194 | 0 | 0.48561 | 557.965 | 557.965 | 0 | 0
1998-12-13 | 18:00 | 62.6 | 253194.1509 | 253.1942 | 1840.2301 | 1.8402 | 1.8402 | 0 | 0.52578 | 0 | 1.3302 | 251.8639 | 251.8639 | 0 | 0
1998-12-13 | 19:00 | 57.2 | 120937.2857 | 120.9373 | 2184.0261 | 2.184 | 2.184 | 0 | 0.62401 | 0 | 1.5787 | 119.3585 | 119.3585 | 0 | 0
1998-12-13 | 20:00 | 53.6 | 23230.8488 | 23.2308 | 9567.9243 | 9.5679 | 9.5679 | 0 | 2.7337 | 0 | 6.9162 | 16.3146 | 16.3146 | 0 | 0
1998-12-13 | 21:00 | 51.8 | 3.4099 | 0.0034099 | 39724.5452 | 39.7245 | 39.7245 | 0 | 11.3499 | 0 | 28.7152 | -28.7118 | 0 | 0 | 0
1998-12-13 | 22:00 | 48.2 | 1.8767 | 0.0018767 | 85885.6027 | 85.8856 | 85.8856 | 0 | 24.5387 | 0 | 62.083 | -62.0811 | 0 | 0 | 0
1998-12-13 | 23:00 | 46.4 | 0 | 0 | 0 | 0 | 0 | 0 | 0 | 0 | 0 | 0 | 0 | 0 | 0
1998-12-13 | 24:00 | 44.6 | 0 | 0 | 0 | 0 | 0 | 0 | 0 | 0 | 0 | 0 | 0 | 0 | 0
1998-12-14 | 1:00 | 42.8 | 0 | 0 | 0 | 0 | 0 | 0 | 0 | 0 | 0 | 0 | 0 | 0 | 0
1998-12-14 | 2:00 | 39.2 | 0 | 0 | 0 | 0 | 0 | 0 | 0 | 0 | 0 | 0 | 0 | 39.2 | 0
1998-12-14 | 3:00 | 39.2 | 0 | 0 | 0 | 0 | 0 | 0 | 0 | 0 | 0 | 0 | 0 | 39.2 | 0
1998-12-14 | 4:00 | 37.4 | 0 | 0 | 0 | 0 | 0 | 0 | 0 | 0 | 0 | 0 | 0 | 37.4 | 0
1998-12-14 | 5:00 | 42.8 | 0 | 0 | 0 | 0 | 0 | 0 | 0 | 0 | 0 | 0 | 0 | 0 | 0
1998-12-14 | 6:00 | 35.6 | 0 | 0 | 0 | 0 | 0 | 0 | 0 | 0 | 0 | 0 | 0 | 35.6 | 0
1998-12-14 | 7:00 | 35.6 | 0 | 0 | 404339.6414 | 404.3396 | 0 | 404.3396 | 0 | 404.3396 | 0 | 0 | 0 | 35.6 | 404.3396
1998-12-14 | 8:00 | 42.8 | 3.3297 | 0.0033297 | 248026.9301 | 248.0269 | 248.0269 | 0 | 67.0343 | 0 | 169.5968 | -169.5935 | 0 | 0 | 0
1998-12-14 | 9:00 | 50 | 9.1238 | 0.0091238 | 277224.9861 | 277.225 | 277.225 | 0 | 74.9257 | 0 | 189.5619 | -189.5528 | 0 | 0 | 0
1998-12-14 | 10:00 | 55.4 | 8633.0275 | 8.633 | 42624.2501 | 42.6243 | 42.6243 | 0 | 12.1784 | 0 | 30.8112 | -22.1782 | 0 | 0 | 0
1998-12-14 | 11:00 | 59 | 93404.4611 | 93.4045 | 9079.8372 | 9.0798 | 9.0798 | 0 | 2.5942 | 0 | 6.5634 | 86.841 | 86.841 | 0 | 0
1998-12-14 | 12:00 | 60.8 | 165196.8816 | 165.1969 | 6802.145 | 6.8021 | 6.8021 | 0 | 1.9435 | 0 | 4.917 | 160.2799 | 160.2799 | 0 | 0
1998-12-14 | 13:00 | 62.6 | 207586.9923 | 207.587 | 6772.2178 | 6.7722 | 6.7722 | 0 | 1.9349 | 0 | 4.8953 | 202.6916 | 202.6916 | 0 | 0
1998-12-14 | 14:00 | 62.6 | 233969.3158 | 233.9693 | 5072.2142 | 5.0722 | 5.0722 | 0 | 1.4492 | 0 | 3.6665 | 230.3028 | 230.3028 | 0 | 0
1998-12-14 | 15:00 | 62.6 | 239579.3579 | 239.5794 | 4406.2941 | 4.4063 | 4.4063 | 0 | 1.2589 | 0 | 3.1851 | 236.3942 | 236.3942 | 0 | 0
1998-12-14 | 16:00 | 60.8 | 205884.6302 | 205.8846 | 3632.5188 | 3.6325 | 3.6325 | 0 | 1.0379 | 0 | 2.6258 | 203.2588 | 203.2588 | 0 | 0
1998-12-14 | 17:00 | 55.4 | 95066.8449 | 95.0668 | 1304.6188 | 1.3046 | 1.3046 | 0 | 0.37275 | 0 | 0.94305 | 94.1238 | 94.1238 | 0 | 0
1998-12-14 | 18:00 | 53.6 | 5779.4612 | 5.7795 | 5314.3564 | 5.3144 | 5.3144 | 0 | 1.5184 | 0 | 3.8415 | 1.9379 | 1.9379 | 0 | 0
1998-12-14 | 19:00 | 51.8 | 1.1035 | 0.0011035 | 28671.5279 | 28.6715 | 28.6715 | 0 | 8.1919 | 0 | 20.7254 | -20.7243 | 0 | 0 | 0
1998-12-14 | 20:00 | 46.4 | 6.915 | 0.006915 | 174914.4473 | 174.9144 | 174.9144 | 0 | 47.2742 | 0 | 119.6037 | -119.5967 | 0 | 0 | 0
1998-12-14 | 21:00 | 44.6 | 3.8815 | 0.0038815 | 164641.8723 | 164.6419 | 164.6419 | 0 | 44.4978 | 0 | 112.5794 | -112.5756 | 0 | 0 | 0
1998-12-14 | 22:00 | 44.6 | 15.1483 | 0.015148 | 149606.9109 | 149.6069 | 149.6069 | 0 | 40.4343 | 0 | 102.2988 | -102.2836 | 0 | 0 | 0
1998-12-14 | 23:00 | 44.6 | 0 | 0 | 0 | 0 | 0 | 0 | 0 | 0 | 0 | 0 | 0 | 0 | 0
1998-12-14 | 24:00 | 42.8 | 0 | 0 | 0 | 0 | 0 | 0 | 0 | 0 | 0 | 0 | 0 | 0 | 0
1998-12-15 | 1:00 | 39.2 | 0 | 0 | 0 | 0 | 0 | 0 | 0 | 0 | 0 | 0 | 0 | 39.2 | 0
1998-12-15 | 2:00 | 42.8 | 0 | 0 | 0 | 0 | 0 | 0 | 0 | 0 | 0 | 0 | 0 | 0 | 0
1998-12-15 | 3:00 | 46.4 | 0 | 0 | 0 | 0 | 0 | 0 | 0 | 0 | 0 | 0 | 0 | 0 | 0
1998-12-15 | 4:00 | 51.8 | 0 | 0 | 0 | 0 | 0 | 0 | 0 | 0 | 0 | 0 | 0 | 0 | 0
1998-12-15 | 5:00 | 60.8 | 0 | 0 | 0 | 0 | 0 | 0 | 0 | 0 | 0 | 0 | 0 | 0 | 0
1998-12-15 | 6:00 | 55.4 | 0 | 0 | 0 | 0 | 0 | 0 | 0 | 0 | 0 | 0 | 0 | 0 | 0
1998-12-15 | 7:00 | 62.6 | 95227.7356 | 95.2277 | 146745.6728 | 146.7457 | 146.7457 | 0 | 39.661 | 0 | 100.3423 | -5.1146 | 0 | 0 | 0
1998-12-15 | 8:00 | 66.2 | 200808.6014 | 200.8086 | 47326.6636 | 47.3267 | 47.3267 | 0 | 13.5219 | 0 | 34.2104 | 166.5982 | 166.5982 | 0 | 0
1998-12-15 | 9:00 | 69.8 | 410987.697 | 410.9877 | 11023.206 | 11.0232 | 11.0232 | 0 | 3.1495 | 0 | 7.9682 | 403.0195 | 403.0195 | 0 | 0
1998-12-15 | 10:00 | 73.4 | 572020.5378 | 572.0205 | 7348.0949 | 7.3481 | 7.3481 | 0 | 2.0995 | 0 | 5.3116 | 566.7089 | 566.7089 | 0 | 0
1998-12-15 | 11:00 | 71.6 | 599710.8385 | 599.7108 | 4071.3133 | 4.0713 | 4.0713 | 0 | 1.1632 | 0 | 2.943 | 596.7679 | 596.7679 | 0 | 0
1998-12-15 | 12:00 | 77 | 665764.9885 | 665.765 | 2872.8296 | 2.8728 | 2.8728 | 0 | 0.82081 | 0 | 2.0766 | 663.6883 | 663.6883 | 0 | 0
1998-12-15 | 13:00 | 78.8 | 752238.9677 | 752.239 | 2654.3635 | 2.6544 | 2.6544 | 0 | 0.75839 | 0 | 1.9187 | 750.3202 | 750.3202 | 0 | 0
1998-12-15 | 14:00 | 80.6 | 860365.6302 | 860.3656 | 1383.6548 | 1.3837 | 1.3837 | 0 | 0.39533 | 0 | 1.0002 | 859.3654 | 859.3654 | 0 | 0
1998-12-15 | 15:00 | 78.8 | 910684.4986 | 910.6845 | 1056.1599 | 1.0562 | 1.0562 | 0 | 0.30176 | 0 | 0.76345 | 909.921 | 909.921 | 0 | 0
1998-12-15 | 16:00 | 77 | 827287.8443 | 827.2878 | 795.4423 | 0.79544 | 0.79544 | 0 | 0.22727 | 0 | 0.57499 | 826.7129 | 826.7129 | 0 | 0
1998-12-15 | 17:00 | 71.6 | 624293.531 | 624.2935 | 425.952 | 0.42595 | 0.42595 | 0 | 0.1217 | 0 | 0.3079 | 623.9856 | 623.9856 | 0 | 0
1998-12-15 | 18:00 | 71.6 | 410091.4112 | 410.0914 | 1527.8235 | 1.5278 | 1.5278 | 0 | 0.43652 | 0 | 1.1044 | 408.987 | 408.987 | 0 | 0
1998-12-15 | 19:00 | 73.4 | 488359.9912 | 488.36 | 1807.502 | 1.8075 | 1.8075 | 0 | 0.51643 | 0 | 1.3066 | 487.0534 | 487.0534 | 0 | 0
1998-12-15 | 20:00 | 73.4 | 526237.247 | 526.2372 | 4987.6441 | 4.9876 | 4.9876 | 0 | 1.425 | 0 | 3.6054 | 522.6319 | 522.6319 | 0 | 0
1998-12-15 | 21:00 | 71.6 | 436700.5267 | 436.7005 | 10801.0993 | 10.8011 | 10.8011 | 0 | 3.086 | 0 | 7.8077 | 428.8929 | 428.8929 | 0 | 0
1998-12-15 | 22:00 | 73.4 | 369313.7512 | 369.3138 | 16314.6604 | 16.3147 | 16.3147 | 0 | 4.6613 | 0 | 11.7932 | 357.5206 | 357.5206 | 0 | 0
1998-12-15 | 23:00 | 71.6 | 0 | 0 | 0 | 0 | 0 | 0 | 0 | 0 | 0 | 0 | 0 | 0 | 0
1998-12-15 | 24:00 | 71.6 | 0 | 0 | 0 | 0 | 0 | 0 | 0 | 0 | 0 | 0 | 0 | 0 | 0
1998-12-16 | 1:00 | 71.6 | 0 | 0 | 0 | 0 | 0 | 0 | 0 | 0 | 0 | 0 | 0 | 0 | 0
1998-12-16 | 2:00 | 71.6 | 0 | 0 | 0 | 0 | 0 | 0 | 0 | 0 | 0 | 0 | 0 | 0 | 0
1998-12-16 | 3:00 | 69.8 | 0 | 0 | 0 | 0 | 0 | 0 | 0 | 0 | 0 | 0 | 0 | 0 | 0
1998-12-16 | 4:00 | 69.8 | 0 | 0 | 0 | 0 | 0 | 0 | 0 | 0 | 0 | 0 | 0 | 0 | 0
1998-12-16 | 5:00 | 69.8 | 0 | 0 | 0 | 0 | 0 | 0 | 0 | 0 | 0 | 0 | 0 | 0 | 0
1998-12-16 | 6:00 | 69.8 | 0 | 0 | 0 | 0 | 0 | 0 | 0 | 0 | 0 | 0 | 0 | 0 | 0
1998-12-16 | 7:00 | 69.8 | 317819.0063 | 317.819 | 75979.2964 | 75.9793 | 75.9793 | 0 | 21.7084 | 0 | 54.9222 | 262.8968 | 262.8968 | 0 | 0
1998-12-16 | 8:00 | 71.6 | 355900.3235 | 355.9003 | 20082.4122 | 20.0824 | 20.0824 | 0 | 5.7378 | 0 | 14.5167 | 341.3836 | 341.3836 | 0 | 0
1998-12-16 | 9:00 | 73.4 | 575615.4795 | 575.6155 | 935.6245 | 0.93562 | 0.93562 | 0 | 0.26732 | 0 | 0.67632 | 574.9392 | 574.9392 | 0 | 0
1998-12-16 | 10:00 | 77 | 697693.9131 | 697.6939 | 569.7398 | 0.56974 | 0.56974 | 0 | 0.16278 | 0 | 0.41184 | 697.2821 | 697.2821 | 0 | 0
1998-12-16 | 11:00 | 78.8 | 807652.6742 | 807.6527 | 437.5198 | 0.43752 | 0.43752 | 0 | 0.12501 | 0 | 0.31626 | 807.3364 | 807.3364 | 0 | 0
1998-12-16 | 12:00 | 78.8 | 809351.422 | 809.3514 | 588.9546 | 0.58895 | 0.58895 | 0 | 0.16827 | 0 | 0.42573 | 808.9257 | 808.9257 | 0 | 0
1998-12-16 | 13:00 | 80.6 | 812021.4311 | 812.0214 | 910.5598 | 0.91056 | 0.91056 | 0 | 0.26016 | 0 | 0.6582 | 811.3632 | 811.3632 | 0 | 0
1998-12-16 | 14:00 | 80.6 | 880867.582 | 880.8676 | 514.5845 | 0.51458 | 0.51458 | 0 | 0.14702 | 0 | 0.37197 | 880.4956 | 880.4956 | 0 | 0
1998-12-16 | 15:00 | 80.6 | 941989.4919 | 941.9895 | 154.9359 | 0.15494 | 0.15494 | 0 | 0.044267 | 0 | 0.112 | 941.8775 | 941.8775 | 0 | 0
1998-12-16 | 16:00 | 78.8 | 900608.8917 | 900.6089 | 85.9196 | 0.08592 | 0.08592 | 0 | 0.024548 | 0 | 0.062108 | 900.5468 | 900.5468 | 0 | 0
1998-12-16 | 17:00 | 75.2 | 732779.3965 | 732.7794 | 64.5854 | 0.064585 | 0.064585 | 0 | 0.018453 | 0 | 0.046686 | 732.7327 | 732.7327 | 0 | 0
1998-12-16 | 18:00 | 73.4 | 491405.3282 | 491.4053 | 979.6687 | 0.97967 | 0.97967 | 0 | 0.27991 | 0 | 0.70816 | 490.6972 | 490.6972 | 0 | 0
1998-12-16 | 19:00 | 73.4 | 480785.8806 | 480.7859 | 0 | 0 | 0 | 0 | 0 | 0 | 0 | 480.7859 | 480.7859 | 0 | 0
1998-12-16 | 20:00 | 73.4 | 495782.3354 | 495.7823 | 0 | 0 | 0 | 0 | 0 | 0 | 0 | 495.7823 | 495.7823 | 0 | 0
1998-12-16 | 21:00 | 73.4 | 436676.881 | 436.6769 | 452.7526 | 0.45275 | 0.45275 | 0 | 0.12936 | 0 | 0.32728 | 436.3496 | 436.3496 | 0 | 0
1998-12-16 | 22:00 | 73.4 | 346296.1798 | 346.2962 | 1575.523 | 1.5755 | 1.5755 | 0 | 0.45015 | 0 | 1.1389 | 345.1573 | 345.1573 | 0 | 0
1998-12-16 | 23:00 | 73.4 | 0 | 0 | 0 | 0 | 0 | 0 | 0 | 0 | 0 | 0 | 0 | 0 | 0
1998-12-16 | 24:00 | 73.4 | 0 | 0 | 0 | 0 | 0 | 0 | 0 | 0 | 0 | 0 | 0 | 0 | 0
1998-12-17 | 1:00 | 57.2 | 0 | 0 | 0 | 0 | 0 | 0 | 0 | 0 | 0 | 0 | 0 | 0 | 0
1998-12-17 | 2:00 | 55.4 | 0 | 0 | 0 | 0 | 0 | 0 | 0 | 0 | 0 | 0 | 0 | 0 | 0
1998-12-17 | 3:00 | 55.4 | 0 | 0 | 0 | 0 | 0 | 0 | 0 | 0 | 0 | 0 | 0 | 0 | 0
1998-12-17 | 4:00 | 52.7 | 0 | 0 | 0 | 0 | 0 | 0 | 0 | 0 | 0 | 0 | 0 | 0 | 0
1998-12-17 | 5:00 | 50 | 0 | 0 | 0 | 0 | 0 | 0 | 0 | 0 | 0 | 0 | 0 | 0 | 0
1998-12-17 | 6:00 | 48.02 | 0 | 0 | 0 | 0 | 0 | 0 | 0 | 0 | 0 | 0 | 0 | 0 | 0
1998-12-17 | 7:00 | 46.4 | 2.4754 | 0.0024754 | 114109.4707 | 114.1095 | 114.1095 | 0 | 32.6027 | 0 | 82.4848 | -82.4824 | 0 | 0 | 0
1998-12-17 | 8:00 | 57.2 | 15146.2604 | 15.1463 | 25141.6436 | 25.1416 | 25.1416 | 0 | 7.1833 | 0 | 18.1738 | -3.0276 | 0 | 0 | 0
1998-12-17 | 9:00 | 64.4 | 169243.4825 | 169.2435 | 0 | 0 | 0 | 0 | 0 | 0 | 0 | 169.2435 | 169.2435 | 0 | 0
1998-12-17 | 10:00 | 71.6 | 407644.6453 | 407.6446 | 0 | 0 | 0 | 0 | 0 | 0 | 0 | 407.6446 | 407.6446 | 0 | 0
1998-12-17 | 11:00 | 82.4 | 740281.9169 | 740.2819 | 0 | 0 | 0 | 0 | 0 | 0 | 0 | 740.2819 | 740.2819 | 0 | 0
1998-12-17 | 12:00 | 82.4 | 844662.182 | 844.6622 | 0 | 0 | 0 | 0 | 0 | 0 | 0 | 844.6622 | 844.6622 | 0 | 0
1998-12-17 | 13:00 | 84.2 | 917215.6917 | 917.2157 | 0 | 0 | 0 | 0 | 0 | 0 | 0 | 917.2157 | 917.2157 | 0 | 0
1998-12-17 | 14:00 | 84.2 | 956324.5382 | 956.3245 | 0 | 0 | 0 | 0 | 0 | 0 | 0 | 956.3245 | 956.3245 | 0 | 0
1998-12-17 | 15:00 | 84.2 | 970566.6068 | 970.5666 | 0 | 0 | 0 | 0 | 0 | 0 | 0 | 970.5666 | 970.5666 | 0 | 0
1998-12-17 | 16:00 | 80.6 | 868029.5906 | 868.0296 | 0 | 0 | 0 | 0 | 0 | 0 | 0 | 868.0296 | 868.0296 | 0 | 0
1998-12-17 | 17:00 | 73.4 | 641610.5883 | 641.6106 | 0 | 0 | 0 | 0 | 0 | 0 | 0 | 641.6106 | 641.6106 | 0 | 0
1998-12-17 | 18:00 | 66.2 | 301143.5828 | 301.1436 | 0 | 0 | 0 | 0 | 0 | 0 | 0 | 301.1436 | 301.1436 | 0 | 0
1998-12-17 | 19:00 | 66.2 | 282752.0089 | 282.752 | 0 | 0 | 0 | 0 | 0 | 0 | 0 | 282.752 | 282.752 | 0 | 0
1998-12-17 | 20:00 | 59 | 178587.0755 | 178.5871 | 0 | 0 | 0 | 0 | 0 | 0 | 0 | 178.5871 | 178.5871 | 0 | 0
1998-12-17 | 21:00 | 53.6 | 32745.7787 | 32.7458 | 2809.1828 | 2.8092 | 2.8092 | 0 | 0.80262 | 0 | 2.0306 | 30.7151 | 30.7151 | 0 | 0
1998-12-17 | 22:00 | 53.6 | 0 | 0 | 10399.2596 | 10.3993 | 10.3993 | 0 | 2.9712 | 0 | 7.5172 | -7.5172 | 0 | 0 | 0
1998-12-17 | 23:00 | 48.2 | 0 | 0 | 0 | 0 | 0 | 0 | 0 | 0 | 0 | 0 | 0 | 0 | 0
1998-12-17 | 24:00 | 50 | 0 | 0 | 0 | 0 | 0 | 0 | 0 | 0 | 0 | 0 | 0 | 0 | 0
1998-12-18 | 1:00 | 46.4 | 0 | 0 | 0 | 0 | 0 | 0 | 0 | 0 | 0 | 0 | 0 | 0 | 0
1998-12-18 | 2:00 | 48.2 | 0 | 0 | 0 | 0 | 0 | 0 | 0 | 0 | 0 | 0 | 0 | 0 | 0
1998-12-18 | 3:00 | 42.8 | 0 | 0 | 0 | 0 | 0 | 0 | 0 | 0 | 0 | 0 | 0 | 0 | 0
1998-12-18 | 4:00 | 44.6 | 0 | 0 | 0 | 0 | 0 | 0 | 0 | 0 | 0 | 0 | 0 | 0 | 0
1998-12-18 | 5:00 | 44.6 | 0 | 0 | 0 | 0 | 0 | 0 | 0 | 0 | 0 | 0 | 0 | 0 | 0
1998-12-18 | 6:00 | 44.6 | 0 | 0 | 0 | 0 | 0 | 0 | 0 | 0 | 0 | 0 | 0 | 0 | 0
1998-12-18 | 7:00 | 46.4 | 5.7925 | 0.0057925 | 252457.208 | 252.4572 | 252.4572 | 0 | 68.2317 | 0 | 172.6261 | -172.6204 | 0 | 0 | 0
1998-12-18 | 8:00 | 50 | 11.5874 | 0.011587 | 121042.7256 | 121.0427 | 121.0427 | 0 | 34.5836 | 0 | 87.4966 | -87.485 | 0 | 0 | 0
1998-12-18 | 9:00 | 53.6 | 586.6866 | 0.58669 | 69614.7675 | 69.6148 | 69.6148 | 0 | 19.8899 | 0 | 50.3215 | -49.7348 | 0 | 0 | 0
1998-12-18 | 10:00 | 55.4 | 18042.4002 | 18.0424 | 8769.8923 | 8.7699 | 8.7699 | 0 | 2.5057 | 0 | 6.3394 | 11.703 | 11.703 | 0 | 0
1998-12-18 | 11:00 | 59 | 92098.5718 | 92.0986 | 7811.0611 | 7.8111 | 7.8111 | 0 | 2.2317 | 0 | 5.6463 | 86.4523 | 86.4523 | 0 | 0
1998-12-18 | 12:00 | 59 | 126623.8886 | 126.6239 | 4189.2702 | 4.1893 | 4.1893 | 0 | 1.1969 | 0 | 3.0282 | 123.5956 | 123.5956 | 0 | 0
1998-12-18 | 13:00 | 59 | 113631.6031 | 113.6316 | 5553.3134 | 5.5533 | 5.5533 | 0 | 1.5867 | 0 | 4.0143 | 109.6174 | 109.6174 | 0 | 0
1998-12-18 | 14:00 | 59 | 124428.8171 | 124.4288 | 6964.0814 | 6.9641 | 6.9641 | 0 | 1.9897 | 0 | 5.034 | 119.3948 | 119.3948 | 0 | 0
1998-12-18 | 15:00 | 60.8 | 174992.2048 | 174.9922 | 5587.4556 | 5.5875 | 5.5875 | 0 | 1.5964 | 0 | 4.0389 | 170.9533 | 170.9533 | 0 | 0
1998-12-18 | 16:00 | 60.8 | 204273.1868 | 204.2732 | 4184.3943 | 4.1844 | 4.1844 | 0 | 1.1955 | 0 | 3.0247 | 201.2485 | 201.2485 | 0 | 0
1998-12-18 | 17:00 | 59 | 167293.2455 | 167.2932 | 1550.7784 | 1.5508 | 1.5508 | 0 | 0.44308 | 0 | 1.121 | 166.1723 | 166.1723 | 0 | 0
1998-12-18 | 18:00 | 57.2 | 77377.1178 | 77.3771 | 6703.7407 | 6.7037 | 6.7037 | 0 | 1.9154 | 0 | 4.8458 | 72.5313 | 72.5313 | 0 | 0
1998-12-18 | 19:00 | 57.2 | 69081.1694 | 69.0812 | 7072.6766 | 7.0727 | 7.0727 | 0 | 2.0208 | 0 | 5.1125 | 63.9686 | 63.9686 | 0 | 0
1998-12-18 | 20:00 | 55.4 | 47806.5995 | 47.8066 | 13637.9338 | 13.6379 | 13.6379 | 0 | 3.8966 | 0 | 9.8583 | 37.9483 | 37.9483 | 0 | 0
1998-12-18 | 21:00 | 55.4 | 21802.447 | 21.8024 | 22968.4295 | 22.9684 | 22.9684 | 0 | 6.5624 | 0 | 16.6029 | 5.1996 | 5.1996 | 0 | 0
1998-12-18 | 22:00 | 53.6 | 3364.2784 | 3.3643 | 38990.8612 | 38.9909 | 38.9909 | 0 | 11.1402 | 0 | 28.1848 | -24.8205 | 0 | 0 | 0
1998-12-18 | 23:00 | 53.6 | 0 | 0 | 0 | 0 | 0 | 0 | 0 | 0 | 0 | 0 | 0 | 0 | 0
1998-12-18 | 24:00 | 53.6 | 0 | 0 | 0 | 0 | 0 | 0 | 0 | 0 | 0 | 0 | 0 | 0 | 0
1998-12-19 | 1:00 | 53.6 | 0 | 0 | 0 | 0 | 0 | 0 | 0 | 0 | 0 | 0 | 0 | 0 | 0
1998-12-19 | 2:00 | 53.6 | 0 | 0 | 0 | 0 | 0 | 0 | 0 | 0 | 0 | 0 | 0 | 0 | 0
1998-12-19 | 3:00 | 53.6 | 0 | 0 | 0 | 0 | 0 | 0 | 0 | 0 | 0 | 0 | 0 | 0 | 0
1998-12-19 | 4:00 | 53.6 | 0 | 0 | 0 | 0 | 0 | 0 | 0 | 0 | 0 | 0 | 0 | 0 | 0
1998-12-19 | 5:00 | 51.8 | 0 | 0 | 0 | 0 | 0 | 0 | 0 | 0 | 0 | 0 | 0 | 0 | 0
1998-12-19 | 6:00 | 53.6 | 0 | 0 | 0 | 0 | 0 | 0 | 0 | 0 | 0 | 0 | 0 | 0 | 0
1998-12-19 | 7:00 | 53.6 | 2.7943 | 0.0027943 | 143905.203 | 143.9052 | 143.9052 | 0 | 38.8933 | 0 | 98.4 | -98.3972 | 0 | 0 | 0
1998-12-19 | 8:00 | 53.6 | 10.1055 | 0.010105 | 59100.5408 | 59.1005 | 59.1005 | 0 | 16.8859 | 0 | 42.7212 | -42.7111 | 0 | 0 | 0
1998-12-19 | 9:00 | 53.6 | 2250.059 | 2.2501 | 20434.3882 | 20.4344 | 20.4344 | 0 | 5.8384 | 0 | 14.7711 | -12.5211 | 0 | 0 | 0
1998-12-19 | 10:00 | 55.4 | 13206.3698 | 13.2064 | 13250.4536 | 13.2505 | 13.2505 | 0 | 3.7858 | 0 | 9.5782 | 3.6282 | 3.6282 | 0 | 0
1998-12-19 | 11:00 | 55.4 | 29570.1998 | 29.5702 | 9687.0169 | 9.687 | 9.687 | 0 | 2.7677 | 0 | 7.0023 | 22.5679 | 22.5679 | 0 | 0
1998-12-19 | 12:00 | 57.2 | 53036.4944 | 53.0365 | 5953.1763 | 5.9532 | 5.9532 | 0 | 1.7009 | 0 | 4.3033 | 48.7332 | 48.7332 | 0 | 0
1998-12-19 | 13:00 | 57.2 | 66577.0137 | 66.577 | 7262.4624 | 7.2625 | 7.2625 | 0 | 2.075 | 0 | 5.2497 | 61.3273 | 61.3273 | 0 | 0
1998-12-19 | 14:00 | 57.2 | 69821.8271 | 69.8218 | 8448.9527 | 8.449 | 8.449 | 0 | 2.414 | 0 | 6.1074 | 63.7144 | 63.7144 | 0 | 0
1998-12-19 | 15:00 | 55.4 | 49175.662 | 49.1757 | 5772.9491 | 5.7729 | 5.7729 | 0 | 1.6494 | 0 | 4.173 | 45.0026 | 45.0026 | 0 | 0
1998-12-19 | 16:00 | 55.4 | 29439.3018 | 29.4393 | 5142.6088 | 5.1426 | 5.1426 | 0 | 1.4693 | 0 | 3.7174 | 25.7219 | 25.7219 | 0 | 0
1998-12-19 | 17:00 | 53.6 | 7846.0329 | 7.846 | 6762.2608 | 6.7623 | 6.7623 | 0 | 1.9321 | 0 | 4.8881 | 2.9579 | 2.9579 | 0 | 0
1998-12-19 | 18:00 | 53.6 | 8.1723 | 0.0081723 | 21319.8225 | 21.3198 | 21.3198 | 0 | 6.0914 | 0 | 15.4112 | -15.403 | 0 | 0 | 0
1998-12-19 | 19:00 | 53.6 | 81.623 | 0.081623 | 20646.4564 | 20.6465 | 20.6465 | 0 | 5.899 | 0 | 14.9244 | -14.8428 | 0 | 0 | 0
1998-12-19 | 20:00 | 51.8 | 2.3983 | 0.0023983 | 55156.5755 | 55.1566 | 55.1566 | 0 | 15.759 | 0 | 39.8703 | -39.8679 | 0 | 0 | 0
1998-12-19 | 21:00 | 51.8 | 2.0721 | 0.0020721 | 56586.7307 | 56.5867 | 56.5867 | 0 | 16.1676 | 0 | 40.9041 | -40.9021 | 0 | 0 | 0
1998-12-19 | 22:00 | 48.2 | 0.28463 | 0.00028463 | 98964.5175 | 98.9645 | 98.9645 | 0 | 28.2756 | 0 | 71.5372 | -71.5369 | 0 | 0 | 0
1998-12-19 | 23:00 | 51.8 | 0 | 0 | 0 | 0 | 0 | 0 | 0 | 0 | 0 | 0 | 0 | 0 | 0
1998-12-19 | 24:00 | 51.8 | 0 | 0 | 0 | 0 | 0 | 0 | 0 | 0 | 0 | 0 | 0 | 0 | 0
1998-12-20 | 1:00 | 51.8 | 0 | 0 | 0 | 0 | 0 | 0 | 0 | 0 | 0 | 0 | 0 | 0 | 0
1998-12-20 | 2:00 | 51.8 | 0 | 0 | 0 | 0 | 0 | 0 | 0 | 0 | 0 | 0 | 0 | 0 | 0
1998-12-20 | 3:00 | 50 | 0 | 0 | 0 | 0 | 0 | 0 | 0 | 0 | 0 | 0 | 0 | 0 | 0
1998-12-20 | 4:00 | 48.2 | 0 | 0 | 0 | 0 | 0 | 0 | 0 | 0 | 0 | 0 | 0 | 0 | 0
1998-12-20 | 5:00 | 48.2 | 0 | 0 | 0 | 0 | 0 | 0 | 0 | 0 | 0 | 0 | 0 | 0 | 0
1998-12-20 | 6:00 | 44.6 | 0 | 0 | 0 | 0 | 0 | 0 | 0 | 0 | 0 | 0 | 0 | 0 | 0
1998-12-20 | 7:00 | 46.4 | 3.2399 | 0.0032399 | 289189.5989 | 289.1896 | 289.1896 | 0 | 78.1594 | 0 | 197.7432 | -197.7399 | 0 | 0 | 0
1998-12-20 | 8:00 | 48.2 | 10.2945 | 0.010294 | 148066.5861 | 148.0666 | 148.0666 | 0 | 40.018 | 0 | 101.2455 | -101.2352 | 0 | 0 | 0
1998-12-20 | 9:00 | 50 | 5.5505 | 0.0055505 | 188606.9831 | 188.607 | 188.607 | 0 | 50.9749 | 0 | 128.9664 | -128.9608 | 0 | 0 | 0
1998-12-20 | 10:00 | 51.8 | 9.137 | 0.009137 | 101883.8962 | 101.8839 | 101.8839 | 0 | 29.1097 | 0 | 73.6475 | -73.6384 | 0 | 0 | 0
1998-12-20 | 11:00 | 53.6 | 467.2272 | 0.46723 | 36179.8419 | 36.1798 | 36.1798 | 0 | 10.3371 | 0 | 26.1529 | -25.6856 | 0 | 0 | 0
1998-12-20 | 12:00 | 55.4 | 11415.2764 | 11.4153 | 6661.6455 | 6.6616 | 6.6616 | 0 | 1.9033 | 0 | 4.8154 | 6.5999 | 6.5999 | 0 | 0
1998-12-20 | 13:00 | 53.6 | 6491.5779 | 6.4916 | 8678.0315 | 8.678 | 8.678 | 0 | 2.4794 | 0 | 6.273 | 0.2186 | 0.2186 | 0 | 0
1998-12-20 | 14:00 | 53.6 | 12.8137 | 0.012814 | 14623.0717 | 14.6231 | 14.6231 | 0 | 4.178 | 0 | 10.5704 | -10.5576 | 0 | 0 | 0
1998-12-20 | 15:00 | 51.8 | 4.9435 | 0.0049435 | 42755.5012 | 42.7555 | 42.7555 | 0 | 12.2159 | 0 | 30.9061 | -30.9012 | 0 | 0 | 0
1998-12-20 | 16:00 | 53.6 | 350.4997 | 0.3505 | 31720.1328 | 31.7201 | 31.7201 | 0 | 9.0629 | 0 | 22.9291 | -22.5786 | 0 | 0 | 0
1998-12-20 | 17:00 | 51.8 | 2.2686 | 0.0022686 | 38191.9299 | 38.1919 | 38.1919 | 0 | 10.912 | 0 | 27.6073 | -27.605 | 0 | 0 | 0
1998-12-20 | 18:00 | 50 | 5.2146 | 0.0052146 | 53371.2119 | 53.3712 | 53.3712 | 0 | 15.2489 | 0 | 38.5798 | -38.5745 | 0 | 0 | 0
1998-12-20 | 19:00 | 48.2 | 5.1422 | 0.0051422 | 128839.3171 | 128.8393 | 128.8393 | 0 | 34.8214 | 0 | 88.0982 | -88.0931 | 0 | 0 | 0
1998-12-20 | 20:00 | 46.4 | 9.0853 | 0.0090853 | 230322.7281 | 230.3227 | 230.3227 | 0 | 62.2494 | 0 | 157.4909 | -157.4819 | 0 | 0 | 0
1998-12-20 | 21:00 | 45.32 | 2.0339 | 0.0020339 | 158916.2106 | 158.9162 | 158.9162 | 0 | 42.9503 | 0 | 108.6643 | -108.6623 | 0 | 0 | 0
1998-12-20 | 22:00 | 44.6 | 3.5273 | 0.0035273 | 159360.3055 | 159.3603 | 159.3603 | 0 | 43.0704 | 0 | 108.968 | -108.9645 | 0 | 0 | 0
1998-12-20 | 23:00 | 42.8 | 0 | 0 | 0 | 0 | 0 | 0 | 0 | 0 | 0 | 0 | 0 | 0 | 0
1998-12-20 | 24:00 | 39.2 | 0 | 0 | 0 | 0 | 0 | 0 | 0 | 0 | 0 | 0 | 0 | 39.2 | 0
1998-12-21 | 1:00 | 37.4 | 0 | 0 | 0 | 0 | 0 | 0 | 0 | 0 | 0 | 0 | 0 | 37.4 | 0
1998-12-21 | 2:00 | 39.2 | 0 | 0 | 0 | 0 | 0 | 0 | 0 | 0 | 0 | 0 | 0 | 39.2 | 0
1998-12-21 | 3:00 | 39.2 | 0 | 0 | 0 | 0 | 0 | 0 | 0 | 0 | 0 | 0 | 0 | 39.2 | 0
1998-12-21 | 4:00 | 39.2 | 0 | 0 | 0 | 0 | 0 | 0 | 0 | 0 | 0 | 0 | 0 | 39.2 | 0
1998-12-21 | 5:00 | 42.8 | 0 | 0 | 0 | 0 | 0 | 0 | 0 | 0 | 0 | 0 | 0 | 0 | 0
1998-12-21 | 6:00 | 39.2 | 0 | 0 | 0 | 0 | 0 | 0 | 0 | 0 | 0 | 0 | 0 | 39.2 | 0
1998-12-21 | 7:00 | 42.8 | 0 | 0 | 379253.1389 | 379.2531 | 379.2531 | 0 | 102.5008 | 0 | 259.3271 | -259.3271 | 0 | 0 | 0
1998-12-21 | 8:00 | 44.6 | 0 | 0 | 210456.1607 | 210.4562 | 210.4562 | 0 | 56.88 | 0 | 143.9065 | -143.9065 | 0 | 0 | 0
1998-12-21 | 9:00 | 46.4 | 5.2424 | 0.0052424 | 340817.5018 | 340.8175 | 340.8175 | 0 | 92.1128 | 0 | 233.0455 | -233.0402 | 0 | 0 | 0
1998-12-21 | 10:00 | 50 | 5.4809 | 0.0054809 | 208978.2306 | 208.9782 | 208.9782 | 0 | 56.4806 | 0 | 142.8959 | -142.8904 | 0 | 0 | 0
1998-12-21 | 11:00 | 50 | 18.1306 | 0.018131 | 142543.8904 | 142.5439 | 142.5439 | 0 | 38.5254 | 0 | 97.4692 | -97.4511 | 0 | 0 | 0
1998-12-21 | 12:00 | 51.8 | 17.8411 | 0.017841 | 52268.2462 | 52.2682 | 52.2682 | 0 | 14.9338 | 0 | 37.7825 | -37.7646 | 0 | 0 | 0
1998-12-21 | 13:00 | 53.6 | 6.5656 | 0.0065656 | 27676.0236 | 27.676 | 27.676 | 0 | 7.9074 | 0 | 20.0058 | -19.9992 | 0 | 0 | 0
1998-12-21 | 14:00 | 53.6 | 14.2331 | 0.014233 | 17708.0702 | 17.7081 | 17.7081 | 0 | 5.0594 | 0 | 12.8004 | -12.7862 | 0 | 0 | 0
1998-12-21 | 15:00 | 50 | 9.3668 | 0.0093668 | 77963.5165 | 77.9635 | 77.9635 | 0 | 22.2753 | 0 | 56.3565 | -56.3471 | 0 | 0 | 0
1998-12-21 | 16:00 | 50 | 9.0799 | 0.0090799 | 125343.4808 | 125.3435 | 125.3435 | 0 | 33.8766 | 0 | 85.7078 | -85.6988 | 0 | 0 | 0
1998-12-21 | 17:00 | 48.2 | 10.1369 | 0.010137 | 163673.6417 | 163.6736 | 163.6736 | 0 | 44.2361 | 0 | 111.9174 | -111.9072 | 0 | 0 | 0
1998-12-21 | 18:00 | 48.2 | 11.2945 | 0.011295 | 84095.9589 | 84.096 | 84.096 | 0 | 24.0274 | 0 | 60.7894 | -60.7781 | 0 | 0 | 0
1998-12-21 | 19:00 | 46.4 | 6.0981 | 0.0060981 | 195603.4982 | 195.6035 | 195.6035 | 0 | 52.8658 | 0 | 133.7505 | -133.7444 | 0 | 0 | 0
1998-12-21 | 20:00 | 46.4 | 11.576 | 0.011576 | 261165.6044 | 261.1656 | 261.1656 | 0 | 70.5853 | 0 | 178.5808 | -178.5692 | 0 | 0 | 0
1998-12-21 | 21:00 | 46.4 | 3.3934 | 0.0033934 | 146996.3249 | 146.9963 | 146.9963 | 0 | 39.7287 | 0 | 100.5137 | -100.5103 | 0 | 0 | 0
1998-12-21 | 22:00 | 44.6 | 3.8613 | 0.0038613 | 158440.8994 | 158.4409 | 158.4409 | 0 | 42.8219 | 0 | 108.3393 | -108.3355 | 0 | 0 | 0
1998-12-21 | 23:00 | 41 | 0 | 0 | 0 | 0 | 0 | 0 | 0 | 0 | 0 | 0 | 0 | 0 | 0
1998-12-21 | 24:00 | 42.8 | 0 | 0 | 0 | 0 | 0 | 0 | 0 | 0 | 0 | 0 | 0 | 0 | 0
1998-12-22 | 1:00 | 42.8 | 0 | 0 | 0 | 0 | 0 | 0 | 0 | 0 | 0 | 0 | 0 | 0 | 0
1998-12-22 | 2:00 | 41 | 0 | 0 | 0 | 0 | 0 | 0 | 0 | 0 | 0 | 0 | 0 | 0 | 0
1998-12-22 | 3:00 | 37.4 | 0 | 0 | 0 | 0 | 0 | 0 | 0 | 0 | 0 | 0 | 0 | 37.4 | 0
1998-12-22 | 4:00 | 32 | 0 | 0 | 0 | 0 | 0 | 0 | 0 | 0 | 0 | 0 | 0 | 32 | 0
1998-12-22 | 5:00 | 30.2 | 0 | 0 | 0 | 0 | 0 | 0 | 0 | 0 | 0 | 0 | 0 | 30.2 | 0
1998-12-22 | 6:00 | 30.2 | 0 | 0 | 0 | 0 | 0 | 0 | 0 | 0 | 0 | 0 | 0 | 30.2 | 0
1998-12-22 | 7:00 | 26.6 | 0.54968 | 0.00054968 | 479786.776 | 479.7868 | 0 | 479.7868 | 0 | 479.7868 | 0 | 0.00054968 | 0.00054968 | 26.6 | 479.7868
1998-12-22 | 8:00 | 33.8 | 1.4987 | 0.0014987 | 387571.3139 | 387.5713 | 0 | 387.5713 | 0 | 387.5713 | 0 | 0.0014987 | 0.0014987 | 33.8 | 387.5713
1998-12-22 | 9:00 | 42.8 | 0 | 0 | 484225.1399 | 484.2251 | 484.2251 | 0 | 130.8717 | 0 | 353.3535 | -353.3535 | 0 | 0 | 0
1998-12-22 | 10:00 | 48.2 | 11.7317 | 0.011732 | 322493.2539 | 322.4933 | 322.4933 | 0 | 87.1603 | 0 | 220.5157 | -220.5039 | 0 | 0 | 0
1998-12-22 | 11:00 | 51.8 | 10.7967 | 0.010797 | 129865.7886 | 129.8658 | 129.8658 | 0 | 35.0989 | 0 | 88.8001 | -88.7893 | 0 | 0 | 0
1998-12-22 | 12:00 | 53.6 | 6.613 | 0.006613 | 29461.7075 | 29.4617 | 29.4617 | 0 | 8.4176 | 0 | 21.2966 | -21.29 | 0 | 0 | 0
1998-12-22 | 13:00 | 55.4 | 13142.29 | 13.1423 | 13669.499 | 13.6695 | 13.6695 | 0 | 3.9056 | 0 | 9.8811 | 3.2612 | 3.2612 | 0 | 0
1998-12-22 | 14:00 | 55.4 | 33028.3081 | 33.0283 | 12139.3019 | 12.1393 | 12.1393 | 0 | 3.4684 | 0 | 8.775 | 24.2533 | 24.2533 | 0 | 0
1998-12-22 | 15:00 | 55.4 | 34239.2347 | 34.2392 | 10335.41 | 10.3354 | 10.3354 | 0 | 2.953 | 0 | 7.471 | 26.7682 | 26.7682 | 0 | 0
1998-12-22 | 16:00 | 53.6 | 9694.5182 | 9.6945 | 9525.2976 | 9.5253 | 9.5253 | 0 | 2.7215 | 0 | 6.8854 | 2.8091 | 2.8091 | 0 | 0
1998-12-22 | 17:00 | 50 | 6.507 | 0.006507 | 73908.4386 | 73.9084 | 73.9084 | 0 | 21.1167 | 0 | 53.4252 | -53.4187 | 0 | 0 | 0
1998-12-22 | 18:00 | 46.4 | 12.9548 | 0.012955 | 88261.4161 | 88.2614 | 88.2614 | 0 | 25.2175 | 0 | 63.8004 | -63.7874 | 0 | 0 | 0
1998-12-22 | 19:00 | 44.6 | 7.2325 | 0.0072325 | 260130.6064 | 260.1306 | 260.1306 | 0 | 70.3056 | 0 | 177.8731 | -177.8659 | 0 | 0 | 0
1998-12-22 | 20:00 | 42.8 | 0 | 0 | 355303.4008 | 355.3034 | 355.3034 | 0 | 96.0279 | 0 | 242.9507 | -242.9507 | 0 | 0 | 0
1998-12-22 | 21:00 | 46.4 | 2.2291 | 0.0022291 | 184304.0302 | 184.304 | 184.304 | 0 | 49.8119 | 0 | 126.0241 | -126.0219 | 0 | 0 | 0
1998-12-22 | 22:00 | 46.4 | 4.9387 | 0.0049387 | 142370.7429 | 142.3707 | 142.3707 | 0 | 38.4786 | 0 | 97.3508 | -97.3459 | 0 | 0 | 0
1998-12-22 | 23:00 | 46.4 | 0 | 0 | 0 | 0 | 0 | 0 | 0 | 0 | 0 | 0 | 0 | 0 | 0
1998-12-22 | 24:00 | 46.4 | 0 | 0 | 0 | 0 | 0 | 0 | 0 | 0 | 0 | 0 | 0 | 0 | 0
1998-12-23 | 1:00 | 44.6 | 0 | 0 | 0 | 0 | 0 | 0 | 0 | 0 | 0 | 0 | 0 | 0 | 0
1998-12-23 | 2:00 | 46.4 | 0 | 0 | 0 | 0 | 0 | 0 | 0 | 0 | 0 | 0 | 0 | 0 | 0
1998-12-23 | 3:00 | 44.6 | 0 | 0 | 0 | 0 | 0 | 0 | 0 | 0 | 0 | 0 | 0 | 0 | 0
1998-12-23 | 4:00 | 46.4 | 0 | 0 | 0 | 0 | 0 | 0 | 0 | 0 | 0 | 0 | 0 | 0 | 0
1998-12-23 | 5:00 | 46.4 | 0 | 0 | 0 | 0 | 0 | 0 | 0 | 0 | 0 | 0 | 0 | 0 | 0
1998-12-23 | 6:00 | 39.2 | 0 | 0 | 0 | 0 | 0 | 0 | 0 | 0 | 0 | 0 | 0 | 39.2 | 0
1998-12-23 | 7:00 | 35.6 | 0 | 0 | 407654.6877 | 407.6547 | 0 | 407.6547 | 0 | 407.6547 | 0 | 0 | 0 | 35.6 | 407.6547
1998-12-23 | 8:00 | 46.4 | 2.8279 | 0.0028279 | 233871.0333 | 233.871 | 233.871 | 0 | 63.2084 | 0 | 159.9172 | -159.9144 | 0 | 0 | 0
1998-12-23 | 9:00 | 48.2 | 7.3111 | 0.0073111 | 261303.8857 | 261.3039 | 261.3039 | 0 | 70.6227 | 0 | 178.6754 | -178.668 | 0 | 0 | 0
1998-12-23 | 10:00 | 53.6 | 416.7985 | 0.4168 | 97816.6087 | 97.8166 | 97.8166 | 0 | 27.9476 | 0 | 70.7074 | -70.2906 | 0 | 0 | 0
1998-12-23 | 11:00 | 53.6 | 2295.9059 | 2.2959 | 21814.743 | 21.8147 | 21.8147 | 0 | 6.2328 | 0 | 15.7689 | -13.473 | 0 | 0 | 0
1998-12-23 | 12:00 | 57.2 | 38576.6438 | 38.5766 | 11521.5617 | 11.5216 | 11.5216 | 0 | 3.2919 | 0 | 8.3284 | 30.2482 | 30.2482 | 0 | 0
1998-12-23 | 13:00 | 58.46 | 93081.822 | 93.0818 | 11778.617 | 11.7786 | 11.7786 | 0 | 3.3653 | 0 | 8.5143 | 84.5676 | 84.5676 | 0 | 0
1998-12-23 | 14:00 | 59 | 118264.3162 | 118.2643 | 10739.1784 | 10.7392 | 10.7392 | 0 | 3.0683 | 0 | 7.7629 | 110.5014 | 110.5014 | 0 | 0
1998-12-23 | 15:00 | 57.2 | 98538.5035 | 98.5385 | 7730.4122 | 7.7304 | 7.7304 | 0 | 2.2087 | 0 | 5.588 | 92.9505 | 92.9505 | 0 | 0
1998-12-23 | 16:00 | 55.4 | 50540.2354 | 50.5402 | 5867.1499 | 5.8671 | 5.8671 | 0 | 1.6763 | 0 | 4.2411 | 46.2991 | 46.2991 | 0 | 0
1998-12-23 | 17:00 | 51.8 | 3273.9763 | 3.274 | 23517.2125 | 23.5172 | 23.5172 | 0 | 6.7192 | 0 | 16.9996 | -13.7256 | 0 | 0 | 0
1998-12-23 | 18:00 | 51.8 | 0 | 0 | 33919.4926 | 33.9195 | 33.9195 | 0 | 9.6913 | 0 | 24.5189 | -24.5189 | 0 | 0 | 0
1998-12-23 | 19:00 | 48.2 | 3.6304 | 0.0036304 | 95679.719 | 95.6797 | 95.6797 | 0 | 27.3371 | 0 | 69.1628 | -69.1591 | 0 | 0 | 0
1998-12-23 | 20:00 | 46.4 | 0 | 0 | 211073.645 | 211.0736 | 211.0736 | 0 | 57.0469 | 0 | 144.3287 | -144.3287 | 0 | 0 | 0
1998-12-23 | 21:00 | 46.4 | 0 | 0 | 114517.5087 | 114.5175 | 114.5175 | 0 | 32.7193 | 0 | 82.7798 | -82.7798 | 0 | 0 | 0
1998-12-23 | 22:00 | 42.8 | 3.2461 | 0.0032461 | 122227.3108 | 122.2273 | 122.2273 | 0 | 34.9221 | 0 | 88.3529 | -88.3496 | 0 | 0 | 0
1998-12-23 | 23:00 | 41 | 0 | 0 | 0 | 0 | 0 | 0 | 0 | 0 | 0 | 0 | 0 | 0 | 0
1998-12-23 | 24:00 | 35.6 | 0 | 0 | 0 | 0 | 0 | 0 | 0 | 0 | 0 | 0 | 0 | 35.6 | 0
1998-12-24 | 1:00 | 35.6 | 0 | 0 | 0 | 0 | 0 | 0 | 0 | 0 | 0 | 0 | 0 | 35.6 | 0
1998-12-24 | 2:00 | 33.8 | 0 | 0 | 0 | 0 | 0 | 0 | 0 | 0 | 0 | 0 | 0 | 33.8 | 0
1998-12-24 | 3:00 | 32 | 0 | 0 | 0 | 0 | 0 | 0 | 0 | 0 | 0 | 0 | 0 | 32 | 0
1998-12-24 | 4:00 | 32 | 0 | 0 | 0 | 0 | 0 | 0 | 0 | 0 | 0 | 0 | 0 | 32 | 0
1998-12-24 | 5:00 | 32 | 0 | 0 | 0 | 0 | 0 | 0 | 0 | 0 | 0 | 0 | 0 | 32 | 0
1998-12-24 | 6:00 | 32 | 0 | 0 | 0 | 0 | 0 | 0 | 0 | 0 | 0 | 0 | 0 | 32 | 0
1998-12-24 | 7:00 | 28.4 | 0.39238 | 0.00039238 | 362489.1769 | 362.4892 | 0 | 362.4892 | 0 | 362.4892 | 0 | 0.00039238 | 0.00039238 | 28.4 | 362.4892
1998-12-24 | 8:00 | 33.8 | 1.1779 | 0.0011779 | 280701.2562 | 280.7013 | 0 | 280.7013 | 0 | 280.7013 | 0 | 0.0011779 | 0.0011779 | 33.8 | 0
1998-12-24 | 9:00 | 41 | 0 | 0 | 459206.9263 | 459.2069 | 459.2069 | 0 | 124.11 | 0 | 313.9982 | -313.9982 | 0 | 0 | 0
1998-12-24 | 10:00 | 50 | 4.8638 | 0.0048638 | 271066.7911 | 271.0668 | 271.0668 | 0 | 73.2613 | 0 | 185.3511 | -185.3462 | 0 | 0 | 0
1998-12-24 | 11:00 | 55.4 | 5761.5532 | 5.7616 | 35351.9103 | 35.3519 | 35.3519 | 0 | 10.1005 | 0 | 25.5544 | -19.7928 | 0 | 0 | 0
1998-12-24 | 12:00 | 60.8 | 88569.3273 | 88.5693 | 1672.6532 | 1.6727 | 1.6727 | 0 | 0.4779 | 0 | 1.2091 | 87.3602 | 87.3602 | 0 | 0
1998-12-24 | 13:00 | 62.6 | 157273.6496 | 157.2736 | 1621.6443 | 1.6216 | 1.6216 | 0 | 0.46333 | 0 | 1.1722 | 156.1014 | 156.1014 | 0 | 0
1998-12-24 | 14:00 | 64.4 | 202995.8258 | 202.9958 | 529.4138 | 0.52941 | 0.52941 | 0 | 0.15126 | 0 | 0.38269 | 202.6131 | 202.6131 | 0 | 0
1998-12-24 | 15:00 | 64.4 | 227717.8093 | 227.7178 | 17.2742 | 0.017274 | 0.017274 | 0 | 0.0049355 | 0 | 0.012487 | 227.7053 | 227.7053 | 0 | 0
1998-12-24 | 16:00 | 65.3 | 234220.2983 | 234.2203 | 0 | 0 | 0 | 0 | 0 | 0 | 0 | 234.2203 | 234.2203 | 0 | 0
1998-12-24 | 17:00 | 64.4 | 232145.2447 | 232.1452 | 0 | 0 | 0 | 0 | 0 | 0 | 0 | 232.1452 | 232.1452 | 0 | 0
1998-12-24 | 18:00 | 53.6 | 71993.2073 | 71.9932 | 1583.7685 | 1.5838 | 1.5838 | 0 | 0.45251 | 0 | 1.1448 | 70.8484 | 70.8484 | 0 | 0
1998-12-24 | 19:00 | 51.8 | 0.99659 | 0.00099659 | 21629.4126 | 21.6294 | 21.6294 | 0 | 6.1798 | 0 | 15.635 | -15.634 | 0 | 0 | 0
1998-12-24 | 20:00 | 48.2 | 0 | 0 | 123116.2463 | 123.1162 | 123.1162 | 0 | 35.1761 | 0 | 88.9955 | -88.9955 | 0 | 0 | 0
1998-12-24 | 21:00 | 44.6 | 2.0302 | 0.0020302 | 126801.8116 | 126.8018 | 126.8018 | 0 | 34.2708 | 0 | 86.705 | -86.703 | 0 | 0 | 0
1998-12-24 | 22:00 | 42.8 | 2.8174 | 0.0028174 | 129385.8268 | 129.3858 | 129.3858 | 0 | 34.9691 | 0 | 88.4719 | -88.4691 | 0 | 0 | 0
1998-12-24 | 23:00 | 39.2 | 0 | 0 | 0 | 0 | 0 | 0 | 0 | 0 | 0 | 0 | 0 | 39.2 | 0
1998-12-24 | 24:00 | 33.8 | 0 | 0 | 0 | 0 | 0 | 0 | 0 | 0 | 0 | 0 | 0 | 33.8 | 0
1998-12-25 | 1:00 | 35.6 | 0 | 0 | 0 | 0 | 0 | 0 | 0 | 0 | 0 | 0 | 0 | 35.6 | 0
1998-12-25 | 2:00 | 35.6 | 0 | 0 | 0 | 0 | 0 | 0 | 0 | 0 | 0 | 0 | 0 | 35.6 | 0
1998-12-25 | 3:00 | 32 | 0 | 0 | 0 | 0 | 0 | 0 | 0 | 0 | 0 | 0 | 0 | 32 | 0
1998-12-25 | 4:00 | 33.8 | 0 | 0 | 0 | 0 | 0 | 0 | 0 | 0 | 0 | 0 | 0 | 33.8 | 0
1998-12-25 | 5:00 | 33.8 | 0 | 0 | 0 | 0 | 0 | 0 | 0 | 0 | 0 | 0 | 0 | 33.8 | 0
1998-12-25 | 6:00 | 32 | 0 | 0 | 0 | 0 | 0 | 0 | 0 | 0 | 0 | 0 | 0 | 32 | 0
1998-12-25 | 7:00 | 32 | 0 | 0 | 444328.3582 | 444.3284 | 0 | 444.3284 | 0 | 444.3284 | 0 | 0 | 0 | 32 | 444.3284
1998-12-25 | 8:00 | 30.2 | 4.6043 | 0.0046043 | 377996.6059 | 377.9966 | 0 | 377.9966 | 0 | 377.9966 | 0 | 0.0046043 | 0.0046043 | 30.2 | 377.9966
1998-12-25 | 9:00 | 35.6 | 0 | 0 | 544973.1086 | 544.9731 | 0 | 544.9731 | 0 | 544.9731 | 0 | 0 | 0 | 35.6 | 544.9731
1998-12-25 | 10:00 | 48.2 | 7.8998 | 0.0078998 | 398074.6621 | 398.0747 | 398.0747 | 0 | 107.5877 | 0 | 272.197 | -272.1891 | 0 | 0 | 0
1998-12-25 | 11:00 | 53.6 | 514.5192 | 0.51452 | 98714.6645 | 98.7147 | 98.7147 | 0 | 28.2042 | 0 | 71.3566 | -70.8421 | 0 | 0 | 0
1998-12-25 | 12:00 | 62.6 | 129314.2665 | 129.3143 | 15625.7446 | 15.6257 | 15.6257 | 0 | 4.4645 | 0 | 11.2952 | 118.0191 | 118.0191 | 0 | 0
1998-12-25 | 13:00 | 69.8 | 339936.7067 | 339.9367 | 14447.1338 | 14.4471 | 14.4471 | 0 | 4.1278 | 0 | 10.4432 | 329.4935 | 329.4935 | 0 | 0
1998-12-25 | 14:00 | 75.2 | 581947.2333 | 581.9472 | 12021.6252 | 12.0216 | 12.0216 | 0 | 3.4348 | 0 | 8.6899 | 573.2573 | 573.2573 | 0 | 0
1998-12-25 | 15:00 | 75.2 | 713422.8783 | 713.4229 | 9970.9958 | 9.971 | 9.971 | 0 | 2.8489 | 0 | 7.2076 | 706.2153 | 706.2153 | 0 | 0
1998-12-25 | 16:00 | 71.6 | 619227.6535 | 619.2277 | 8206.9123 | 8.2069 | 8.2069 | 0 | 2.3448 | 0 | 5.9324 | 613.2952 | 613.2952 | 0 | 0
1998-12-25 | 17:00 | 62.6 | 336580.7545 | 336.5808 | 3462.8677 | 3.4629 | 3.4629 | 0 | 0.98939 | 0 | 2.5032 | 334.0776 | 334.0776 | 0 | 0
1998-12-25 | 18:00 | 60.8 | 154163.5778 | 154.1636 | 4988.4816 | 4.9885 | 4.9885 | 0 | 1.4253 | 0 | 3.606 | 150.5576 | 150.5576 | 0 | 0
1998-12-25 | 19:00 | 53.6 | 56683.4873 | 56.6835 | 6380.5592 | 6.3806 | 6.3806 | 0 | 1.823 | 0 | 4.6122 | 52.0713 | 52.0713 | 0 | 0
1998-12-25 | 20:00 | 48.2 | 4.3905 | 0.0043905 | 116157.1182 | 116.1571 | 116.1571 | 0 | 33.1877 | 0 | 83.965 | -83.9606 | 0 | 0 | 0
1998-12-25 | 21:00 | 48.2 | 3.2501 | 0.0032501 | 98081.6121 | 98.0816 | 98.0816 | 0 | 28.0233 | 0 | 70.899 | -70.8957 | 0 | 0 | 0
1998-12-25 | 22:00 | 44.6 | 5.0284 | 0.0050284 | 138219.3186 | 138.2193 | 138.2193 | 0 | 37.3566 | 0 | 94.5121 | -94.5071 | 0 | 0 | 0
1998-12-25 | 23:00 | 48.2 | 0 | 0 | 0 | 0 | 0 | 0 | 0 | 0 | 0 | 0 | 0 | 0 | 0
1998-12-25 | 24:00 | 44.6 | 0 | 0 | 0 | 0 | 0 | 0 | 0 | 0 | 0 | 0 | 0 | 0 | 0
1998-12-26 | 1:00 | 41 | 0 | 0 | 0 | 0 | 0 | 0 | 0 | 0 | 0 | 0 | 0 | 0 | 0
1998-12-26 | 2:00 | 42.8 | 0 | 0 | 0 | 0 | 0 | 0 | 0 | 0 | 0 | 0 | 0 | 0 | 0
1998-12-26 | 3:00 | 42.8 | 0 | 0 | 0 | 0 | 0 | 0 | 0 | 0 | 0 | 0 | 0 | 0 | 0
1998-12-26 | 4:00 | 35.6 | 0 | 0 | 0 | 0 | 0 | 0 | 0 | 0 | 0 | 0 | 0 | 35.6 | 0
1998-12-26 | 5:00 | 35.6 | 0 | 0 | 0 | 0 | 0 | 0 | 0 | 0 | 0 | 0 | 0 | 35.6 | 0
1998-12-26 | 6:00 | 35.6 | 0 | 0 | 0 | 0 | 0 | 0 | 0 | 0 | 0 | 0 | 0 | 35.6 | 0
1998-12-26 | 7:00 | 33.8 | 0 | 0 | 421070.8763 | 421.0709 | 0 | 421.0709 | 0 | 421.0709 | 0 | 0 | 0 | 33.8 | 421.0709
1998-12-26 | 8:00 | 41 | 5.6539 | 0.0056539 | 294344.1537 | 294.3442 | 294.3442 | 0 | 79.5525 | 0 | 201.2678 | -201.2621 | 0 | 0 | 0
1998-12-26 | 9:00 | 51.8 | 18.4811 | 0.018481 | 274761.3473 | 274.7613 | 274.7613 | 0 | 74.2598 | 0 | 187.8774 | -187.8589 | 0 | 0 | 0
1998-12-26 | 10:00 | 57.2 | 27910.0283 | 27.91 | 27019.8071 | 27.0198 | 27.0198 | 0 | 7.7199 | 0 | 19.5315 | 8.3786 | 8.3786 | 0 | 0
1998-12-26 | 11:00 | 62.6 | 145317.5721 | 145.3176 | 15728.0912 | 15.7281 | 15.7281 | 0 | 4.4937 | 0 | 11.3692 | 133.9484 | 133.9484 | 0 | 0
1998-12-26 | 12:00 | 64.4 | 223153.5122 | 223.1535 | 11255.2817 | 11.2553 | 11.2553 | 0 | 3.2158 | 0 | 8.136 | 215.0176 | 215.0176 | 0 | 0
1998-12-26 | 13:00 | 68 | 304957.3804 | 304.9574 | 10823.2775 | 10.8233 | 10.8233 | 0 | 3.0924 | 0 | 7.8237 | 297.1337 | 297.1337 | 0 | 0
1998-12-26 | 14:00 | 69.8 | 414005.2942 | 414.0053 | 10375.8153 | 10.3758 | 10.3758 | 0 | 2.9645 | 0 | 7.5002 | 406.5051 | 406.5051 | 0 | 0
1998-12-26 | 15:00 | 71.6 | 512420.0172 | 512.42 | 8252.9456 | 8.2529 | 8.2529 | 0 | 2.358 | 0 | 5.9657 | 506.4543 | 506.4543 | 0 | 0
1998-12-26 | 16:00 | 69.8 | 497832.9024 | 497.8329 | 5324.1814 | 5.3242 | 5.3242 | 0 | 1.5212 | 0 | 3.8486 | 493.9843 | 493.9843 | 0 | 0
1998-12-26 | 17:00 | 59 | 252119.3916 | 252.1194 | 1822.295 | 1.8223 | 1.8223 | 0 | 0.52066 | 0 | 1.3173 | 250.8021 | 250.8021 | 0 | 0
1998-12-26 | 18:00 | 53.6 | 36452.6057 | 36.4526 | 5277.338 | 5.2773 | 5.2773 | 0 | 1.5078 | 0 | 3.8148 | 32.6378 | 32.6378 | 0 | 0
1998-12-26 | 19:00 | 48.2 | 6.4196 | 0.0064196 | 89354.1894 | 89.3542 | 89.3542 | 0 | 25.5298 | 0 | 64.5903 | -64.5839 | 0 | 0 | 0
1998-12-26 | 20:00 | 46.4 | 7.3701 | 0.0073701 | 232538.952 | 232.539 | 232.539 | 0 | 62.8484 | 0 | 159.0064 | -158.999 | 0 | 0 | 0
1998-12-26 | 21:00 | 42.8 | 8.7677 | 0.0087677 | 203897.7817 | 203.8978 | 203.8978 | 0 | 55.1075 | 0 | 139.422 | -139.4132 | 0 | 0 | 0
1998-12-26 | 22:00 | 44.6 | 4.8277 | 0.0048277 | 165255.9606 | 165.256 | 165.256 | 0 | 44.6638 | 0 | 112.9993 | -112.9945 | 0 | 0 | 0
1998-12-26 | 23:00 | 41 | 0 | 0 | 0 | 0 | 0 | 0 | 0 | 0 | 0 | 0 | 0 | 0 | 0
1998-12-26 | 24:00 | 41 | 0 | 0 | 0 | 0 | 0 | 0 | 0 | 0 | 0 | 0 | 0 | 0 | 0
1998-12-27 | 1:00 | 37.4 | 0 | 0 | 0 | 0 | 0 | 0 | 0 | 0 | 0 | 0 | 0 | 37.4 | 0
1998-12-27 | 2:00 | 39.2 | 0 | 0 | 0 | 0 | 0 | 0 | 0 | 0 | 0 | 0 | 0 | 39.2 | 0
1998-12-27 | 3:00 | 39.2 | 0 | 0 | 0 | 0 | 0 | 0 | 0 | 0 | 0 | 0 | 0 | 39.2 | 0
1998-12-27 | 4:00 | 39.2 | 0 | 0 | 0 | 0 | 0 | 0 | 0 | 0 | 0 | 0 | 0 | 39.2 | 0
1998-12-27 | 5:00 | 39.2 | 0 | 0 | 0 | 0 | 0 | 0 | 0 | 0 | 0 | 0 | 0 | 39.2 | 0
1998-12-27 | 6:00 | 35.6 | 0 | 0 | 0 | 0 | 0 | 0 | 0 | 0 | 0 | 0 | 0 | 35.6 | 0
1998-12-27 | 7:00 | 37.4 | 0 | 0 | 414185.7755 | 414.1858 | 0 | 414.1858 | 0 | 414.1858 | 0 | 0 | 0 | 37.4 | 414.1858
1998-12-27 | 8:00 | 42.8 | 3.3693 | 0.0033693 | 259744.2088 | 259.7442 | 259.7442 | 0 | 70.2011 | 0 | 177.6089 | -177.6055 | 0 | 0 | 0
1998-12-27 | 9:00 | 50 | 9.1336 | 0.0091336 | 282724.6272 | 282.7246 | 282.7246 | 0 | 76.4121 | 0 | 193.3225 | -193.3134 | 0 | 0 | 0
1998-12-27 | 10:00 | 57.2 | 26315.1954 | 26.3152 | 39032.7577 | 39.0328 | 39.0328 | 0 | 11.1522 | 0 | 28.2151 | -1.8999 | 0 | 0 | 0
1998-12-27 | 11:00 | 62.6 | 168144.4591 | 168.1445 | 13119.4632 | 13.1195 | 13.1195 | 0 | 3.7484 | 0 | 9.4835 | 158.661 | 158.661 | 0 | 0
1998-12-27 | 12:00 | 71.6 | 414155.3758 | 414.1554 | 10024.0048 | 10.024 | 10.024 | 0 | 2.864 | 0 | 7.2459 | 406.9095 | 406.9095 | 0 | 0
1998-12-27 | 13:00 | 75.2 | 596667.5831 | 596.6676 | 9225.0075 | 9.225 | 9.225 | 0 | 2.6357 | 0 | 6.6684 | 589.9992 | 589.9992 | 0 | 0
1998-12-27 | 14:00 | 78.8 | 761000.2529 | 761.0003 | 7343.4786 | 7.3435 | 7.3435 | 0 | 2.0981 | 0 | 5.3083 | 755.692 | 755.692 | 0 | 0
1998-12-27 | 15:00 | 78.8 | 869977.8205 | 869.9778 | 4384.1627 | 4.3842 | 4.3842 | 0 | 1.2526 | 0 | 3.1691 | 866.8087 | 866.8087 | 0 | 0
1998-12-27 | 16:00 | 75.2 | 782416.2962 | 782.4163 | 2705.5146 | 2.7055 | 2.7055 | 0 | 0.773 | 0 | 1.9557 | 780.4606 | 780.4606 | 0 | 0
1998-12-27 | 17:00 | 69.8 | 555795.9409 | 555.7959 | 1057.9635 | 1.058 | 1.058 | 0 | 0.30228 | 0 | 0.76476 | 555.0312 | 555.0312 | 0 | 0
1998-12-27 | 18:00 | 60.8 | 224742.2029 | 224.7422 | 2191.4541 | 2.1915 | 2.1915 | 0 | 0.62613 | 0 | 1.5841 | 223.1581 | 223.1581 | 0 | 0
1998-12-27 | 19:00 | 55.4 | 78701.8346 | 78.7018 | 2567.7391 | 2.5677 | 2.5677 | 0 | 0.73364 | 0 | 1.8561 | 76.8457 | 76.8457 | 0 | 0
1998-12-27 | 20:00 | 51.8 | 2443.2925 | 2.4433 | 31347.8324 | 31.3478 | 31.3478 | 0 | 8.9565 | 0 | 22.66 | -20.2167 | 0 | 0 | 0
1998-12-27 | 21:00 | 46.4 | 3.2846 | 0.0032846 | 98693.348 | 98.6933 | 98.6933 | 0 | 28.1981 | 0 | 71.3412 | -71.3379 | 0 | 0 | 0
1998-12-27 | 22:00 | 48.2 | 3.9785 | 0.0039785 | 111072.6534 | 111.0727 | 111.0727 | 0 | 31.735 | 0 | 80.2897 | -80.2857 | 0 | 0 | 0
1998-12-27 | 23:00 | 46.4 | 0 | 0 | 0 | 0 | 0 | 0 | 0 | 0 | 0 | 0 | 0 | 0 | 0
1998-12-27 | 24:00 | 44.6 | 0 | 0 | 0 | 0 | 0 | 0 | 0 | 0 | 0 | 0 | 0 | 0 | 0
1998-12-28 | 1:00 | 42.8 | 0 | 0 | 0 | 0 | 0 | 0 | 0 | 0 | 0 | 0 | 0 | 0 | 0
1998-12-28 | 2:00 | 42.8 | 0 | 0 | 0 | 0 | 0 | 0 | 0 | 0 | 0 | 0 | 0 | 0 | 0
1998-12-28 | 3:00 | 42.8 | 0 | 0 | 0 | 0 | 0 | 0 | 0 | 0 | 0 | 0 | 0 | 0 | 0
1998-12-28 | 4:00 | 39.2 | 0 | 0 | 0 | 0 | 0 | 0 | 0 | 0 | 0 | 0 | 0 | 39.2 | 0
1998-12-28 | 5:00 | 35.6 | 0 | 0 | 0 | 0 | 0 | 0 | 0 | 0 | 0 | 0 | 0 | 35.6 | 0
1998-12-28 | 6:00 | 35.6 | 0 | 0 | 0 | 0 | 0 | 0 | 0 | 0 | 0 | 0 | 0 | 35.6 | 0
1998-12-28 | 7:00 | 37.4 | 0 | 0 | 406118.919 | 406.1189 | 0 | 406.1189 | 0 | 406.1189 | 0 | 0 | 0 | 37.4 | 406.1189
1998-12-28 | 8:00 | 42.8 | 3.729 | 0.003729 | 248264.6726 | 248.2647 | 248.2647 | 0 | 67.0986 | 0 | 169.7594 | -169.7556 | 0 | 0 | 0
1998-12-28 | 9:00 | 53.6 | 429.6672 | 0.42967 | 195286.263 | 195.2863 | 195.2863 | 0 | 52.7801 | 0 | 133.5336 | -133.1039 | 0 | 0 | 0
1998-12-28 | 10:00 | 62.6 | 123525.5049 | 123.5255 | 12116.0124 | 12.116 | 12.116 | 0 | 3.4617 | 0 | 8.7581 | 114.7674 | 114.7674 | 0 | 0
1998-12-28 | 11:00 | 64.4 | 274324.3105 | 274.3243 | 10299.4579 | 10.2995 | 10.2995 | 0 | 2.9427 | 0 | 7.445 | 266.8793 | 266.8793 | 0 | 0
1998-12-28 | 12:00 | 71.6 | 450145.5429 | 450.1455 | 8593.0417 | 8.593 | 8.593 | 0 | 2.4552 | 0 | 6.2115 | 443.934 | 443.934 | 0 | 0
1998-12-28 | 13:00 | 75.2 | 602312.0256 | 602.312 | 7666.613 | 7.6666 | 7.6666 | 0 | 2.1905 | 0 | 5.5419 | 596.7702 | 596.7702 | 0 | 0
1998-12-28 | 14:00 | 77 | 723182.9717 | 723.183 | 4911.5612 | 4.9116 | 4.9116 | 0 | 1.4033 | 0 | 3.5504 | 719.6326 | 719.6326 | 0 | 0
1998-12-28 | 15:00 | 75.2 | 767260.0266 | 767.26 | 3377.1165 | 3.3771 | 3.3771 | 0 | 0.96489 | 0 | 2.4412 | 764.8189 | 764.8189 | 0 | 0
1998-12-28 | 16:00 | 73.4 | 687168.3183 | 687.1683 | 2298.9359 | 2.2989 | 2.2989 | 0 | 0.65684 | 0 | 1.6618 | 685.5065 | 685.5065 | 0 | 0
1998-12-28 | 17:00 | 64.4 | 424099.4514 | 424.0995 | 992.4585 | 0.99246 | 0.99246 | 0 | 0.28356 | 0 | 0.71741 | 423.382 | 423.382 | 0 | 0
1998-12-28 | 18:00 | 57.2 | 132644.9221 | 132.6449 | 2165.9737 | 2.166 | 2.166 | 0 | 0.61885 | 0 | 1.5657 | 131.0792 | 131.0792 | 0 | 0
1998-12-28 | 19:00 | 50 | 9228.2235 | 9.2282 | 33411.5634 | 33.4116 | 33.4116 | 0 | 9.5462 | 0 | 24.1518 | -14.9236 | 0 | 0 | 0
1998-12-28 | 20:00 | 48.2 | 5.1396 | 0.0051396 | 154341.7442 | 154.3417 | 154.3417 | 0 | 41.714 | 0 | 105.5364 | -105.5312 | 0 | 0 | 0
1998-12-28 | 21:00 | 50 | 6.6532 | 0.0066532 | 75021.8196 | 75.0218 | 75.0218 | 0 | 21.4348 | 0 | 54.2301 | -54.2234 | 0 | 0 | 0
1998-12-28 | 22:00 | 48.2 | 0.92561 | 0.00092561 | 96205.6375 | 96.2056 | 96.2056 | 0 | 27.4873 | 0 | 69.5429 | -69.542 | 0 | 0 | 0
1998-12-28 | 23:00 | 46.4 | 0 | 0 | 0 | 0 | 0 | 0 | 0 | 0 | 0 | 0 | 0 | 0 | 0
1998-12-28 | 24:00 | 48.2 | 0 | 0 | 0 | 0 | 0 | 0 | 0 | 0 | 0 | 0 | 0 | 0 | 0
1998-12-29 | 1:00 | 46.4 | 0 | 0 | 0 | 0 | 0 | 0 | 0 | 0 | 0 | 0 | 0 | 0 | 0
1998-12-29 | 2:00 | 44.6 | 0 | 0 | 0 | 0 | 0 | 0 | 0 | 0 | 0 | 0 | 0 | 0 | 0
1998-12-29 | 3:00 | 41 | 0 | 0 | 0 | 0 | 0 | 0 | 0 | 0 | 0 | 0 | 0 | 0 | 0
1998-12-29 | 4:00 | 42.8 | 0 | 0 | 0 | 0 | 0 | 0 | 0 | 0 | 0 | 0 | 0 | 0 | 0
1998-12-29 | 5:00 | 39.2 | 0 | 0 | 0 | 0 | 0 | 0 | 0 | 0 | 0 | 0 | 0 | 39.2 | 0
1998-12-29 | 6:00 | 37.4 | 0 | 0 | 0 | 0 | 0 | 0 | 0 | 0 | 0 | 0 | 0 | 37.4 | 0
1998-12-29 | 7:00 | 39.2 | 0 | 0 | 385745.2649 | 385.7453 | 0 | 385.7453 | 0 | 385.7453 | 0 | 0 | 0 | 39.2 | 385.7453
1998-12-29 | 8:00 | 46.4 | 5.1829 | 0.0051829 | 206372.1604 | 206.3722 | 206.3722 | 0 | 55.7763 | 0 | 141.1139 | -141.1088 | 0 | 0 | 0
1998-12-29 | 9:00 | 55.4 | 5773.4 | 5.7734 | 105408.5187 | 105.4085 | 105.4085 | 0 | 30.1167 | 0 | 76.1953 | -70.4219 | 0 | 0 | 0
1998-12-29 | 10:00 | 62.6 | 142931.7394 | 142.9317 | 11072.2459 | 11.0722 | 11.0722 | 0 | 3.1635 | 0 | 8.0037 | 134.9281 | 134.9281 | 0 | 0
1998-12-29 | 11:00 | 69.8 | 388533.7446 | 388.5337 | 9711.1969 | 9.7112 | 9.7112 | 0 | 2.7746 | 0 | 7.0198 | 381.5139 | 381.5139 | 0 | 0
1998-12-29 | 12:00 | 75.2 | 608280.8176 | 608.2808 | 6519.4204 | 6.5194 | 6.5194 | 0 | 1.8627 | 0 | 4.7126 | 603.5682 | 603.5682 | 0 | 0
1998-12-29 | 13:00 | 77.36 | 701808.0437 | 701.808 | 5596.4923 | 5.5965 | 5.5965 | 0 | 1.599 | 0 | 4.0455 | 697.7626 | 697.7626 | 0 | 0
1998-12-29 | 14:00 | 78.8 | 805396.453 | 805.3965 | 3738.5516 | 3.7386 | 3.7386 | 0 | 1.0682 | 0 | 2.7024 | 802.694 | 802.694 | 0 | 0
1998-12-29 | 15:00 | 78.8 | 879977.1949 | 879.9772 | 2551.7437 | 2.5517 | 2.5517 | 0 | 0.72907 | 0 | 1.8445 | 878.1326 | 878.1326 | 0 | 0
1998-12-29 | 16:00 | 78.8 | 885996.249 | 885.9962 | 1786.7616 | 1.7868 | 1.7868 | 0 | 0.5105 | 0 | 1.2916 | 884.7047 | 884.7047 | 0 | 0
1998-12-29 | 17:00 | 75.2 | 766921.6072 | 766.9216 | 850.3062 | 0.85031 | 0.85031 | 0 | 0.24294 | 0 | 0.61465 | 766.307 | 766.307 | 0 | 0
1998-12-29 | 18:00 | 66.2 | 390688.5183 | 390.6885 | 1993.4056 | 1.9934 | 1.9934 | 0 | 0.56954 | 0 | 1.4409 | 389.2476 | 389.2476 | 0 | 0
1998-12-29 | 19:00 | 57.2 | 162370.979 | 162.371 | 2240.1049 | 2.2401 | 2.2401 | 0 | 0.64003 | 0 | 1.6193 | 160.7517 | 160.7517 | 0 | 0
1998-12-29 | 20:00 | 59 | 89960.1622 | 89.9602 | 7596.9562 | 7.597 | 7.597 | 0 | 2.1706 | 0 | 5.4915 | 84.4686 | 84.4686 | 0 | 0
1998-12-29 | 21:00 | 51.8 | 24539.668 | 24.5397 | 25427.819 | 25.4278 | 25.4278 | 0 | 7.2651 | 0 | 18.3807 | 6.159 | 6.159 | 0 | 0
1998-12-29 | 22:00 | 48.2 | 0 | 0 | 84916.9219 | 84.9169 | 84.9169 | 0 | 24.262 | 0 | 61.3828 | -61.3828 | 0 | 0 | 0
1998-12-29 | 23:00 | 48.2 | 0 | 0 | 0 | 0 | 0 | 0 | 0 | 0 | 0 | 0 | 0 | 0 | 0
1998-12-29 | 24:00 | 48.2 | 0 | 0 | 0 | 0 | 0 | 0 | 0 | 0 | 0 | 0 | 0 | 0 | 0
1998-12-30 | 1:00 | 44.6 | 0 | 0 | 0 | 0 | 0 | 0 | 0 | 0 | 0 | 0 | 0 | 0 | 0
1998-12-30 | 2:00 | 44.6 | 0 | 0 | 0 | 0 | 0 | 0 | 0 | 0 | 0 | 0 | 0 | 0 | 0
1998-12-30 | 3:00 | 41 | 0 | 0 | 0 | 0 | 0 | 0 | 0 | 0 | 0 | 0 | 0 | 0 | 0
1998-12-30 | 4:00 | 42.8 | 0 | 0 | 0 | 0 | 0 | 0 | 0 | 0 | 0 | 0 | 0 | 0 | 0
1998-12-30 | 5:00 | 42.8 | 0 | 0 | 0 | 0 | 0 | 0 | 0 | 0 | 0 | 0 | 0 | 0 | 0
1998-12-30 | 6:00 | 44.6 | 0 | 0 | 0 | 0 | 0 | 0 | 0 | 0 | 0 | 0 | 0 | 0 | 0
1998-12-30 | 7:00 | 46.4 | 5.7723 | 0.0057723 | 283448.1438 | 283.4481 | 283.4481 | 0 | 76.6076 | 0 | 193.8172 | -193.8115 | 0 | 0 | 0
1998-12-30 | 8:00 | 50 | 5.9936 | 0.0059936 | 124441.7224 | 124.4417 | 124.4417 | 0 | 35.5548 | 0 | 89.9536 | -89.9476 | 0 | 0 | 0
1998-12-30 | 9:00 | 55.4 | 7201.4556 | 7.2015 | 47130.9055 | 47.1309 | 47.1309 | 0 | 13.466 | 0 | 34.0689 | -26.8675 | 0 | 0 | 0
1998-12-30 | 10:00 | 60.8 | 111801.1139 | 111.8011 | 8277.2268 | 8.2772 | 8.2772 | 0 | 2.3649 | 0 | 5.9833 | 105.8179 | 105.8179 | 0 | 0
1998-12-30 | 11:00 | 68 | 318261.8728 | 318.2619 | 6351.4878 | 6.3515 | 6.3515 | 0 | 1.8147 | 0 | 4.5912 | 313.6707 | 313.6707 | 0 | 0
1998-12-30 | 12:00 | 73.4 | 530514.3734 | 530.5144 | 4635.7326 | 4.6357 | 4.6357 | 0 | 1.3245 | 0 | 3.351 | 527.1634 | 527.1634 | 0 | 0
1998-12-30 | 13:00 | 77 | 651521.4156 | 651.5214 | 4248.3415 | 4.2483 | 4.2483 | 0 | 1.2138 | 0 | 3.0709 | 648.4505 | 648.4505 | 0 | 0
1998-12-30 | 14:00 | 78.8 | 766247.452 | 766.2475 | 2862.6878 | 2.8627 | 2.8627 | 0 | 0.81791 | 0 | 2.0693 | 764.1781 | 764.1781 | 0 | 0
1998-12-30 | 15:00 | 78.8 | 840081.3261 | 840.0813 | 2188.3823 | 2.1884 | 2.1884 | 0 | 0.62525 | 0 | 1.5819 | 838.4994 | 838.4994 | 0 | 0
1998-12-30 | 16:00 | 78.8 | 843221.0607 | 843.2211 | 1612.7973 | 1.6128 | 1.6128 | 0 | 0.4608 | 0 | 1.1658 | 842.0552 | 842.0552 | 0 | 0
1998-12-30 | 17:00 | 71.6 | 644769.6263 | 644.7696 | 783.5105 | 0.78351 | 0.78351 | 0 | 0.22386 | 0 | 0.56637 | 644.2033 | 644.2033 | 0 | 0
1998-12-30 | 18:00 | 62.6 | 265289.2475 | 265.2892 | 1965.0279 | 1.965 | 1.965 | 0 | 0.56144 | 0 | 1.4204 | 263.8688 | 263.8688 | 0 | 0
1998-12-30 | 19:00 | 53.6 | 68830.9846 | 68.831 | 1386.119 | 1.3861 | 1.3861 | 0 | 0.39603 | 0 | 1.002 | 67.829 | 67.829 | 0 | 0
1998-12-30 | 20:00 | 53.6 | 2564.65 | 2.5646 | 8452.6858 | 8.4527 | 8.4527 | 0 | 2.4151 | 0 | 6.1101 | -3.5454 | 0 | 0 | 0
1998-12-30 | 21:00 | 51.8 | 1.8554 | 0.0018554 | 24235.4813 | 24.2355 | 24.2355 | 0 | 6.9244 | 0 | 17.5188 | -17.5169 | 0 | 0 | 0
1998-12-30 | 22:00 | 50 | 2.7325 | 0.0027325 | 46154.0284 | 46.154 | 46.154 | 0 | 13.1869 | 0 | 33.3628 | -33.36 | 0 | 0 | 0
1998-12-30 | 23:00 | 48.2 | 0 | 0 | 0 | 0 | 0 | 0 | 0 | 0 | 0 | 0 | 0 | 0 | 0
1998-12-30 | 24:00 | 44.6 | 0 | 0 | 0 | 0 | 0 | 0 | 0 | 0 | 0 | 0 | 0 | 0 | 0
1998-12-31 | 1:00 | 46.4 | 0 | 0 | 0 | 0 | 0 | 0 | 0 | 0 | 0 | 0 | 0 | 0 | 0
1998-12-31 | 2:00 | 44.6 | 0 | 0 | 0 | 0 | 0 | 0 | 0 | 0 | 0 | 0 | 0 | 0 | 0
1998-12-31 | 3:00 | 44.6 | 0 | 0 | 0 | 0 | 0 | 0 | 0 | 0 | 0 | 0 | 0 | 0 | 0
1998-12-31 | 4:00 | 46.4 | 0 | 0 | 0 | 0 | 0 | 0 | 0 | 0 | 0 | 0 | 0 | 0 | 0
1998-12-31 | 5:00 | 44.6 | 0 | 0 | 0 | 0 | 0 | 0 | 0 | 0 | 0 | 0 | 0 | 0 | 0
1998-12-31 | 6:00 | 44.6 | 0 | 0 | 0 | 0 | 0 | 0 | 0 | 0 | 0 | 0 | 0 | 0 | 0
1998-12-31 | 7:00 | 41 | 0 | 0 | 202089.6388 | 202.0896 | 202.0896 | 0 | 54.6188 | 0 | 138.1856 | -138.1856 | 0 | 0 | 0
1998-12-31 | 8:00 | 44.6 | 0.557 | 0.000557 | 123918.1047 | 123.9181 | 123.9181 | 0 | 35.4052 | 0 | 89.5751 | -89.5745 | 0 | 0 | 0
1998-12-31 | 9:00 | 48.2 | 0 | 0 | 261711.9407 | 261.7119 | 261.7119 | 0 | 70.733 | 0 | 178.9544 | -178.9544 | 0 | 0 | 0
1998-12-31 | 10:00 | 55.4 | 4968.9107 | 4.9689 | 58397.7732 | 58.3978 | 58.3978 | 0 | 16.6851 | 0 | 42.2132 | -37.2443 | 0 | 0 | 0
1998-12-31 | 11:00 | 60.8 | 98997.0683 | 98.9971 | 1.1074 | 0.0011074 | 0.0011074 | 0 | 0.0003164 | 0 | 0.00080048 | 98.9963 | 98.9963 | 0 | 0
1998-12-31 | 12:00 | 62.6 | 194960.5817 | 194.9606 | 0 | 0 | 0 | 0 | 0 | 0 | 0 | 194.9606 | 194.9606 | 0 | 0
1998-12-31 | 13:00 | 62.6 | 204720.9092 | 204.7209 | 0 | 0 | 0 | 0 | 0 | 0 | 0 | 204.7209 | 204.7209 | 0 | 0
1998-12-31 | 14:00 | 62.6 | 236159.8432 | 236.1598 | 0 | 0 | 0 | 0 | 0 | 0 | 0 | 236.1598 | 236.1598 | 0 | 0
1998-12-31 | 15:00 | 60.8 | 220213.1012 | 220.2131 | 0 | 0 | 0 | 0 | 0 | 0 | 0 | 220.2131 | 220.2131 | 0 | 0
1998-12-31 | 16:00 | 57.2 | 122579.6927 | 122.5797 | 0 | 0 | 0 | 0 | 0 | 0 | 0 | 122.5797 | 122.5797 | 0 | 0
1998-12-31 | 17:00 | 53.6 | 21655.8554 | 21.6559 | 1518.1042 | 1.5181 | 1.5181 | 0 | 0.43374 | 0 | 1.0974 | 20.5585 | 20.5585 | 0 | 0
1998-12-31 | 18:00 | 51.8 | 0.42794 | 0.00042794 | 18352.5993 | 18.3526 | 18.3526 | 0 | 5.2436 | 0 | 13.2663 | -13.2659 | 0 | 0 | 0
1998-12-31 | 19:00 | 48.2 | 6.8622 | 0.0068622 | 94791.8723 | 94.7919 | 94.7919 | 0 | 27.0834 | 0 | 68.521 | -68.5141 | 0 | 0 | 0
1998-12-31 | 20:00 | 44.6 | 7.9821 | 0.0079821 | 251819.3283 | 251.8193 | 251.8193 | 0 | 68.0593 | 0 | 172.19 | -172.182 | 0 | 0 | 0
1998-12-31 | 21:00 | 44.6 | 2.1268 | 0.0021268 | 156538.9517 | 156.539 | 156.539 | 0 | 42.3078 | 0 | 107.0388 | -107.0367 | 0 | 0 | 0
1998-12-31 | 22:00 | 48.2 | 4.3625 | 0.0043625 | 87112.1245 | 87.1121 | 87.1121 | 0 | 24.8892 | 0 | 62.9696 | -62.9653 | 0 | 0 | 0
1998-12-31 | 23:00 | 48.2 | 0 | 0 | 0 | 0 | 0 | 0 | 0 | 0 | 0 | 0 | 0 | 0 | 0
1998-12-31 | 24:00 | 46.4 | 0 | 0 | 0 | 0 | 0 | 0 | 0 | 0 | 0 | 0 | 0 | 0 | 0